## Cover
Study on "Transitioning to a climate-neutral electricity generation"
Deliverable 2 -- Baseline data collection
Data file 1/3
File name | Data_Annual
File description | Coarse, high-level data about the past and the future of the power system

## Inflation data
Name/explanation | Inflation multiplier for Euro for years 1991-2020
Unit | Multiplier
Purpose of data | This table will be used to convert nominal historic price data from various sources to 2020 Eur as well as convert other currencies to EUR (PLN, USD etc)
Assumptions/processing | None
Data availability | Public use
Sources: | [1] Inflation factor | https://www.inflationtool.com/euro
| [2] Polish Cur- EUR | https://www.investing.com/currencies/eur-pln-historical-data
| [3] USA Cur - EUR | https://www.investing.com/currencies/eur-usd-historical-data
Year | Inflation factor [1] | PLN-EUR Exchange [2] | USD-EUR Exchange [3]
1991 | 1.759
1992 | 1.685
1993 | 1.631
1994 | 1.581
1995 | 1.54
1996 | 1.502
1997 | 1.47
1998 | 1.447
1999 | 1.435
2000 | 1.409
2001 | 1.374
2002 | 1.345
2003 | 1.315
2004 | 1.289
2005 | 1.259
2006 | 1.231
2007 | 1.208
2008 | 1.172
2009 | 1.153
2010 | 1.142
2011 | 1.117
2012 | 1.087
2013 | 1.064
2014 | 1.055
2015 | 1.057 | 4.18 | 1.11
2016 | 1.054 | 4.36 | 1.11
2017 | 1.042 | 4.26 | 1.13
2018 | 1.029 | 4.26 | 1.18
2019 | 1.013 | 4.3 | 1.12
2020 | 1 | 4.44 | 1.13

## EU ETS E20
Name/explanation | European Union Emission Allowance price history
Unit | 2020 € per ton
Purpose of data | Input to model calibration and sensitivity analysis
Assumptions/processing | Data for years 2008-2019 from the original source has been multiplied by the inflation factor to convert to EUR2020 (Sheet Inflation data)
Data availability | Public use
Source | [1] | ICE (https://www.theice.com/) via Quandl (https://www.quandl.com/)
Date | Price €/t [1]
08.04.2008 | 29.139
09.04.2008 | 29.3499
10.04.2008 | 30.2169
11.04.2008 | 30.1114
14.04.2008 | 30.8613
15.04.2008 | 31.0136
16.04.2008 | 30.6387
17.04.2008 | 30.5449
18.04.2008 | 30.3106
21.04.2008 | 31.2831
22.04.2008 | 31.2948
23.04.2008 | 30.9082
24.04.2008 | 30.3106
25.04.2008 | 30.6152
28.04.2008 | 30.4746
29.04.2008 | 29.9708
30.04.2008 | 29.6545
01.05.2008 | 29.2327
02.05.2008 | 30.2403
06.05.2008 | 31.2714
07.05.2008 | 30.9316
08.05.2008 | 30.7793
09.05.2008 | 31.0722
12.05.2008 | 31.3299
13.05.2008 | 30.8964
14.05.2008 | 30.2052
15.05.2008 | 30.4746
16.05.2008 | 30.709
19.05.2008 | 31.1776
20.05.2008 | 31.2362
21.05.2008 | 31.6697
22.05.2008 | 32.115
23.05.2008 | 32.115
26.05.2008 | 32.1032
27.05.2008 | 32.3259
28.05.2008 | 32.1267
29.05.2008 | 32.5602
30.05.2008 | 32.0212
02.06.2008 | 32.2907
03.06.2008 | 33.2632
04.06.2008 | 32.6188
05.06.2008 | 32.443
06.06.2008 | 33.8138
09.06.2008 | 33.7318
10.06.2008 | 33.4155
11.06.2008 | 33.5444
12.06.2008 | 33.3569
13.06.2008 | 33.1812
16.06.2008 | 33.3335
17.06.2008 | 33.4506
18.06.2008 | 33.7904
19.06.2008 | 34.0247
20.06.2008 | 33.7787
23.06.2008 | 34.3059
24.06.2008 | 34.5051
25.06.2008 | 34.2942
26.06.2008 | 34.8801
27.06.2008 | 35.4307
30.06.2008 | 36.0751
01.07.2008 | 37.1531
02.07.2008 | 35.4542
03.07.2008 | 34.8449
04.07.2008 | 35.2667
07.07.2008 | 34.9386
08.07.2008 | 32.6656
09.07.2008 | 32.9468
10.07.2008 | 33.9076
11.07.2008 | 34.9738
14.07.2008 | 34.7277
15.07.2008 | 33.6381
16.07.2008 | 31.9041
17.07.2008 | 32.6305
18.07.2008 | 31.0136
21.07.2008 | 31.0722
22.07.2008 | 31.3417
23.07.2008 | 31.5057
24.07.2008 | 32.0915
25.07.2008 | 31.8806
28.07.2008 | 31.1308
29.07.2008 | 30.1817
30.07.2008 | 29.0687
31.07.2008 | 28.2602
01.08.2008 | 27.3698
04.08.2008 | 27.2526
05.08.2008 | 27.7798
06.08.2008 | 28.5531
07.08.2008 | 29.2561
08.08.2008 | 28.9749
11.08.2008 | 29.0569
12.08.2008 | 29.7365
13.08.2008 | 30.2403
14.08.2008 | 29.9005
15.08.2008 | 29.5256
18.08.2008 | 30.088
19.08.2008 | 30.1817
20.08.2008 | 31.0488
21.08.2008 | 31.4002
22.08.2008 | 31.2479
25.08.2008 | 31.0488
26.08.2008 | 31.4002
27.08.2008 | 31.9509
28.08.2008 | 31.9509
29.08.2008 | 31.9158
01.09.2008 | 31.6346
02.09.2008 | 31.3299
03.09.2008 | 31.0136
04.09.2008 | 31.2596
05.09.2008 | 30.955
08.09.2008 | 30.6973
09.09.2008 | 29.1038
10.09.2008 | 29.0101
11.09.2008 | 29.3264
12.09.2008 | 30.2169
15.09.2008 | 29.221
16.09.2008 | 29.0687
17.09.2008 | 29.4905
18.09.2008 | 30.1231
19.09.2008 | 31.1776
22.09.2008 | 31.3417
23.09.2008 | 31.4471
24.09.2008 | 30.8379
25.09.2008 | 30.7793
26.09.2008 | 30.6621
29.09.2008 | 29.1038
30.09.2008 | 28.1782
01.10.2008 | 28.7757
02.10.2008 | 29.1155
03.10.2008 | 29.0569
06.10.2008 | 27.8501
07.10.2008 | 27.8619
08.10.2008 | 27.2175
09.10.2008 | 28.1313
10.10.2008 | 27.4401
13.10.2008 | 28.0962
14.10.2008 | 28.6117
15.10.2008 | 28.1313
16.10.2008 | 27.4401
17.10.2008 | 27.1706
20.10.2008 | 27.2526
21.10.2008 | 26.5027
22.10.2008 | 24.8976
23.10.2008 | 25.0147
24.10.2008 | 23.7611
27.10.2008 | 22.0622
28.10.2008 | 21.7224
29.10.2008 | 22.7183
30.10.2008 | 22.4254
31.10.2008 | 22.1911
03.11.2008 | 22.5426
04.11.2008 | 23.3979
05.11.2008 | 22.9644
06.11.2008 | 22.566
07.11.2008 | 23.1401
10.11.2008 | 23.0229
11.11.2008 | 22.4371
12.11.2008 | 22.32
13.11.2008 | 22.2262
14.11.2008 | 21.7341
17.11.2008 | 21.3592
18.11.2008 | 20.8671
19.11.2008 | 20.6211
20.11.2008 | 18.805
21.11.2008 | 19.0745
24.11.2008 | 20.0704
25.11.2008 | 20.0352
26.11.2008 | 19.6837
27.11.2008 | 20.7734
28.11.2008 | 19.7775
01.12.2008 | 19.8009
02.12.2008 | 19.6134
03.12.2008 | 19.3674
04.12.2008 | 18.887
05.12.2008 | 17.5396
08.12.2008 | 18.4184
09.12.2008 | 18.1957
10.12.2008 | 18.3246
11.12.2008 | 19.0393
12.12.2008 | 18.9222
15.12.2008 | 19.3205
16.12.2008 | 19.2737
17.12.2008 | 19.2619
18.12.2008 | 19.0393
19.12.2008 | 18.9925
22.12.2008 | 19.4143
23.12.2008 | 19.1331
24.12.2008 | 19.0628
26.12.2008 | 19.0628
29.12.2008 | 19.1916
30.12.2008 | 19.426
31.12.2008 | 19.2854
02.01.2009 | 18.5686
05.01.2009 | 18.3496
06.01.2009 | 18.6723
07.01.2009 | 18.3726
08.01.2009 | 17.6004
09.01.2009 | 17.2315
12.01.2009 | 16.563
13.01.2009 | 16.344
14.01.2009 | 15.7101
15.01.2009 | 15.6986
16.01.2009 | 14.9609
19.01.2009 | 13.8313
20.01.2009 | 13.7968
21.01.2009 | 13.7161
22.01.2009 | 13.8544
23.01.2009 | 13.8313
26.01.2009 | 14.3615
27.01.2009 | 14.131
28.01.2009 | 13.9235
29.01.2009 | 14.0619
30.01.2009 | 14.0273
02.02.2009 | 13.474
03.02.2009 | 12.6096
04.02.2009 | 12.356
05.02.2009 | 12.0794
06.02.2009 | 11.9295
09.02.2009 | 11.8949
10.02.2009 | 11.0305
11.02.2009 | 10.0508
12.02.2009 | 9.7165
13.02.2009 | 10.3159
16.02.2009 | 10.0508
17.02.2009 | 10.3274
18.02.2009 | 11.5031
19.02.2009 | 12.8862
20.02.2009 | 11.9065
23.02.2009 | 11.457
24.02.2009 | 11.2034
25.02.2009 | 11.6529
26.02.2009 | 12.7364
27.02.2009 | 12.137
02.03.2009 | 12.0909
03.03.2009 | 13.1513
04.03.2009 | 13.9927
05.03.2009 | 13.5317
06.03.2009 | 13.0591
09.03.2009 | 14.0619
10.03.2009 | 14.4883
11.03.2009 | 14.2117
12.03.2009 | 14.4537
13.03.2009 | 14.9724
16.03.2009 | 15.3182
17.03.2009 | 15.7908
18.03.2009 | 15.1107
19.03.2009 | 14.2002
20.03.2009 | 13.6354
23.03.2009 | 14.5229
24.03.2009 | 13.7391
25.03.2009 | 12.9669
26.03.2009 | 13.3703
27.03.2009 | 13.6584
30.03.2009 | 13.693
31.03.2009 | 14.327
01.04.2009 | 14.8341
02.04.2009 | 14.7304
03.04.2009 | 15.2145
06.04.2009 | 15.4219
07.04.2009 | 15.0185
08.04.2009 | 15.5602
09.04.2009 | 16.2172
13.04.2009 | 16.2172
14.04.2009 | 17.2546
15.04.2009 | 16.8512
16.04.2009 | 16.8512
17.04.2009 | 16.7129
20.04.2009 | 15.883
21.04.2009 | 16.0213
22.04.2009 | 16.4362
23.04.2009 | 16.2864
24.04.2009 | 16.6552
27.04.2009 | 16.4823
28.04.2009 | 16.2633
29.04.2009 | 16.6207
30.04.2009 | 17.22
01.05.2009 | 17.3814
04.05.2009 | 17.8309
05.05.2009 | 17.1278
06.05.2009 | 17.6234
07.05.2009 | 17.877
08.05.2009 | 18.776
11.05.2009 | 19.1679
12.05.2009 | 18.2458
13.05.2009 | 17.8194
14.05.2009 | 17.4851
15.05.2009 | 17.0356
18.05.2009 | 17.416
19.05.2009 | 17.7041
20.05.2009 | 18.3841
21.05.2009 | 18.096
22.05.2009 | 18.3035
25.05.2009 | 18.3035
26.05.2009 | 18.096
27.05.2009 | 18.3496
28.05.2009 | 18.2458
29.05.2009 | 17.9116
01.06.2009 | 18.2343
02.06.2009 | 17.9807
03.06.2009 | 17.197
04.06.2009 | 17.1047
05.06.2009 | 17.0241
08.06.2009 | 16.102
09.06.2009 | 15.906
10.06.2009 | 16.0904
11.06.2009 | 16.2172
12.06.2009 | 15.7447
15.06.2009 | 14.9378
16.06.2009 | 15.6294
17.06.2009 | 15.5948
18.06.2009 | 15.5141
19.06.2009 | 16.0559
22.06.2009 | 15.5833
23.06.2009 | 15.6409
24.06.2009 | 15.9752
25.06.2009 | 16.1366
26.06.2009 | 16.0789
29.06.2009 | 16.2518
30.06.2009 | 15.883
01.07.2009 | 15.8484
02.07.2009 | 15.664
03.07.2009 | 15.5602
06.07.2009 | 15.5948
07.07.2009 | 15.7216
08.07.2009 | 16.0328
09.07.2009 | 16.4823
10.07.2009 | 16.7129
13.07.2009 | 17.4736
14.07.2009 | 16.978
15.07.2009 | 17.2776
16.07.2009 | 17.2892
17.07.2009 | 16.7705
20.07.2009 | 16.8396
21.07.2009 | 17.2085
22.07.2009 | 17.1047
23.07.2009 | 17.1393
24.07.2009 | 16.9895
27.07.2009 | 16.782
28.07.2009 | 16.3786
29.07.2009 | 16.1481
30.07.2009 | 16.3325
31.07.2009 | 16.2864
03.08.2009 | 17.1163
04.08.2009 | 17.3468
05.08.2009 | 17.0241
06.08.2009 | 17.0356
07.08.2009 | 16.978
10.08.2009 | 16.8281
11.08.2009 | 16.7935
12.08.2009 | 17.0241
13.08.2009 | 16.9895
14.08.2009 | 17.0356
17.08.2009 | 17.1624
18.08.2009 | 17.4851
19.08.2009 | 17.658
20.08.2009 | 17.9116
21.08.2009 | 18.2113
24.08.2009 | 18.0153
25.08.2009 | 18.0153
26.08.2009 | 17.9807
27.08.2009 | 17.9231
28.08.2009 | 17.9577
31.08.2009 | 17.6349
01.09.2009 | 17.4966
02.09.2009 | 17.8078
03.09.2009 | 18.1651
04.09.2009 | 17.9577
07.09.2009 | 18.1075
08.09.2009 | 18.2343
09.09.2009 | 17.9116
10.09.2009 | 17.8078
11.09.2009 | 17.2085
14.09.2009 | 16.4362
15.09.2009 | 16.8281
16.09.2009 | 16.5976
17.09.2009 | 16.0443
18.09.2009 | 16.0904
21.09.2009 | 16.4478
22.09.2009 | 16.1827
23.09.2009 | 15.6986
24.09.2009 | 15.0416
25.09.2009 | 15.4104
28.09.2009 | 15.883
29.09.2009 | 15.4335
30.09.2009 | 15.7216
01.10.2009 | 15.5833
02.10.2009 | 15.3528
05.10.2009 | 15.445
06.10.2009 | 16.1711
07.10.2009 | 16.0213
08.10.2009 | 15.8138
09.10.2009 | 16.2633
12.10.2009 | 16.8512
13.10.2009 | 16.8858
14.10.2009 | 17.0471
15.10.2009 | 16.782
16.10.2009 | 16.6898
19.10.2009 | 17.0702
20.10.2009 | 17.2431
21.10.2009 | 17.7156
22.10.2009 | 17.1278
23.10.2009 | 17.0586
26.10.2009 | 16.978
27.10.2009 | 16.8512
28.10.2009 | 16.8166
29.10.2009 | 17.416
30.10.2009 | 17.1739
02.11.2009 | 17.1739
03.11.2009 | 17.001
04.11.2009 | 16.9549
05.11.2009 | 16.9664
06.11.2009 | 16.5054
09.11.2009 | 16.3786
10.11.2009 | 16.1827
11.11.2009 | 15.9291
12.11.2009 | 15.6525
13.11.2009 | 15.7792
16.11.2009 | 16.125
17.11.2009 | 15.664
18.11.2009 | 15.8138
19.11.2009 | 15.664
20.11.2009 | 15.2836
23.11.2009 | 15.3182
24.11.2009 | 14.7649
25.11.2009 | 15.0646
26.11.2009 | 15.1338
27.11.2009 | 15.4565
30.11.2009 | 15.3758
01.12.2009 | 15.7792
02.12.2009 | 15.8484
03.12.2009 | 16.1827
04.12.2009 | 16.5054
07.12.2009 | 17.3007
08.12.2009 | 16.5054
09.12.2009 | 16.5976
10.12.2009 | 16.5861
11.12.2009 | 16.7935
14.12.2009 | 16.8396
15.12.2009 | 16.8396
16.12.2009 | 16.5515
17.12.2009 | 15.687
18.12.2009 | 15.6525
21.12.2009 | 14.35
22.12.2009 | 14.6497
23.12.2009 | 14.9839
24.12.2009 | 14.6843
28.12.2009 | 14.6843
29.12.2009 | 14.5921
30.12.2009 | 14.6382
31.12.2009 | 14.4422
04.01.2010 | 14.9505
05.01.2010 | 14.5051
06.01.2010 | 14.1739
07.01.2010 | 14.5394
08.01.2010 | 14.8477
11.01.2010 | 15.0533
12.01.2010 | 14.6993
13.01.2010 | 14.9505
14.01.2010 | 15.533
15.01.2010 | 15.2361
18.01.2010 | 15.6587
19.01.2010 | 15.7729
20.01.2010 | 15.2703
21.01.2010 | 15.1333
22.01.2010 | 14.9962
25.01.2010 | 15.3617
26.01.2010 | 15.5444
27.01.2010 | 15.3046
28.01.2010 | 15.0076
29.01.2010 | 14.6878
01.02.2010 | 14.5279
02.02.2010 | 14.5508
03.02.2010 | 14.5622
04.02.2010 | 15.099
05.02.2010 | 15.1561
08.02.2010 | 15.7043
09.02.2010 | 15.4759
10.02.2010 | 15.1447
11.02.2010 | 15.0647
12.02.2010 | 14.7906
15.02.2010 | 14.9962
16.02.2010 | 15.2018
17.02.2010 | 14.7449
18.02.2010 | 14.8021
19.02.2010 | 14.2995
22.02.2010 | 14.5965
23.02.2010 | 14.5394
24.02.2010 | 14.9163
25.02.2010 | 14.7335
26.02.2010 | 14.8477
01.03.2010 | 15.2246
02.03.2010 | 15.1904
03.03.2010 | 15.4645
04.03.2010 | 14.9848
05.03.2010 | 15.1904
08.03.2010 | 14.962
09.03.2010 | 14.9962
10.03.2010 | 15.1104
11.03.2010 | 14.8363
12.03.2010 | 14.7335
15.03.2010 | 14.9505
16.03.2010 | 14.8249
17.03.2010 | 14.8934
18.03.2010 | 14.9734
19.03.2010 | 14.9848
22.03.2010 | 15.0076
23.03.2010 | 14.6079
24.03.2010 | 14.4708
25.03.2010 | 14.3338
26.03.2010 | 14.6307
29.03.2010 | 14.4708
30.03.2010 | 14.5394
31.03.2010 | 14.5165
01.04.2010 | 14.8249
05.04.2010 | 14.8249
06.04.2010 | 15.2246
07.04.2010 | 15.3274
08.04.2010 | 15.3617
09.04.2010 | 15.5216
12.04.2010 | 15.533
13.04.2010 | 15.5216
14.04.2010 | 16.1155
15.04.2010 | 16.0356
16.04.2010 | 16.3439
19.04.2010 | 16.5267
20.04.2010 | 16.7094
21.04.2010 | 16.6409
22.04.2010 | 16.6409
23.04.2010 | 16.9607
26.04.2010 | 17.6917
27.04.2010 | 17.3033
28.04.2010 | 16.995
29.04.2010 | 17.4175
30.04.2010 | 18.0914
03.05.2010 | 18.7538
04.05.2010 | 18.0686
05.05.2010 | 18.1371
06.05.2010 | 18.3541
07.05.2010 | 17.6117
10.05.2010 | 17.2919
11.05.2010 | 17.783
12.05.2010 | 17.8401
13.05.2010 | 17.9658
14.05.2010 | 17.7716
17.05.2010 | 17.1434
18.05.2010 | 17.3604
19.05.2010 | 16.7094
20.05.2010 | 16.6866
21.05.2010 | 16.8579
24.05.2010 | 17.5089
25.05.2010 | 17.2576
26.05.2010 | 17.8287
27.05.2010 | 17.5889
28.05.2010 | 17.1549
31.05.2010 | 17.1549
01.06.2010 | 17.1891
02.06.2010 | 17.3376
03.06.2010 | 17.3262
04.06.2010 | 17.4175
07.06.2010 | 17.2805
08.06.2010 | 17.8173
09.06.2010 | 17.8972
10.06.2010 | 17.5546
11.06.2010 | 17.7373
14.06.2010 | 18
15.06.2010 | 17.863
16.06.2010 | 17.6117
17.06.2010 | 17.7716
18.06.2010 | 17.8401
21.06.2010 | 17.9315
22.06.2010 | 17.3604
23.06.2010 | 17.3947
24.06.2010 | 17.2576
25.06.2010 | 17.4518
28.06.2010 | 17.4632
30.06.2010 | 17.349
01.07.2010 | 17.3376
02.07.2010 | 17.4632
05.07.2010 | 17.4632
06.07.2010 | 17.2234
07.07.2010 | 16.8351
08.07.2010 | 16.3211
09.07.2010 | 16.618
12.07.2010 | 15.9785
13.07.2010 | 15.7272
14.07.2010 | 15.9213
15.07.2010 | 15.8528
16.07.2010 | 16.2069
19.07.2010 | 16.5381
20.07.2010 | 16.1726
21.07.2010 | 15.8414
22.07.2010 | 16.1955
23.07.2010 | 15.9213
26.07.2010 | 15.3731
27.07.2010 | 15.5901
28.07.2010 | 15.6472
29.07.2010 | 15.9328
30.07.2010 | 16.0812
02.08.2010 | 16.481
03.08.2010 | 16.4125
04.08.2010 | 16.2983
05.08.2010 | 16.3097
06.08.2010 | 16.184
09.08.2010 | 16.5724
10.08.2010 | 16.4924
11.08.2010 | 16.3782
12.08.2010 | 16.401
13.08.2010 | 16.4696
16.08.2010 | 16.3782
17.08.2010 | 16.4696
18.08.2010 | 16.3668
19.08.2010 | 16.9607
20.08.2010 | 17.132
23.08.2010 | 16.8579
24.08.2010 | 17.0178
25.08.2010 | 17.4975
26.08.2010 | 17.3376
27.08.2010 | 17.3833
30.08.2010 | 17.5774
31.08.2010 | 17.3833
01.09.2010 | 17.5203
02.09.2010 | 17.9658
03.09.2010 | 17.9201
06.09.2010 | 17.8972
07.09.2010 | 17.9201
08.09.2010 | 17.7716
09.09.2010 | 17.6574
10.09.2010 | 17.3947
13.09.2010 | 17.4175
14.09.2010 | 17.3833
15.09.2010 | 17.5546
16.09.2010 | 17.3719
17.09.2010 | 17.429
20.09.2010 | 17.0977
21.09.2010 | 16.9835
22.09.2010 | 17.1206
23.09.2010 | 16.9378
24.09.2010 | 17.3947
27.09.2010 | 17.4975
29.09.2010 | 17.8744
30.09.2010 | 17.6003
01.10.2010 | 17.5432
04.10.2010 | 17.4404
05.10.2010 | 17.783
06.10.2010 | 17.783
07.10.2010 | 17.6688
08.10.2010 | 17.783
11.10.2010 | 18.0914
12.10.2010 | 17.9886
13.10.2010 | 17.8516
14.10.2010 | 17.7488
15.10.2010 | 17.646
18.10.2010 | 17.566
19.10.2010 | 17.1663
20.10.2010 | 17.3033
21.10.2010 | 16.9721
22.10.2010 | 17.212
25.10.2010 | 17.3148
26.10.2010 | 17.132
27.10.2010 | 17.2462
28.10.2010 | 17.0292
29.10.2010 | 16.7094
01.11.2010 | 16.7779
02.11.2010 | 16.8008
03.11.2010 | 16.7779
04.11.2010 | 16.4239
05.11.2010 | 16.5724
08.11.2010 | 16.264
09.11.2010 | 16.3325
10.11.2010 | 16.5495
11.11.2010 | 16.9493
12.11.2010 | 17.0178
15.11.2010 | 17.2576
16.11.2010 | 16.7094
17.11.2010 | 16.995
18.11.2010 | 17.0635
19.11.2010 | 17.0863
22.11.2010 | 17.2234
23.11.2010 | 17.1549
24.11.2010 | 17.3033
25.11.2010 | 17.2234
26.11.2010 | 17.2234
29.11.2010 | 17.0749
30.11.2010 | 16.8579
01.12.2010 | 16.9493
02.12.2010 | 16.7551
03.12.2010 | 16.8465
06.12.2010 | 16.9835
07.12.2010 | 16.8922
08.12.2010 | 16.7551
09.12.2010 | 16.5952
10.12.2010 | 16.6637
13.12.2010 | 16.5952
14.12.2010 | 16.5153
15.12.2010 | 16.3782
16.12.2010 | 16.2868
17.12.2010 | 15.967
20.12.2010 | 15.8757
22.12.2010 | 16.1041
23.12.2010 | 15.83
24.12.2010 | 15.8414
27.12.2010 | 15.8414
28.12.2010 | 15.8414
29.12.2010 | 16.0584
30.12.2010 | 15.9213
31.12.2010 | 16.0127
03.01.2011 | 15.6649
04.01.2011 | 15.8771
05.01.2011 | 15.9889
06.01.2011 | 16.1676
07.01.2011 | 16.1006
10.01.2011 | 15.6537
11.01.2011 | 15.7431
12.01.2011 | 15.676
13.01.2011 | 15.7095
14.01.2011 | 15.9442
17.01.2011 | 16.0224
18.01.2011 | 16.0783
19.01.2011 | 15.8213
20.01.2011 | 15.8101
21.01.2011 | 15.933
24.01.2011 | 16.0559
25.01.2011 | 16.4023
26.01.2011 | 16.4135
27.01.2011 | 16.2123
28.01.2011 | 16.2459
31.01.2011 | 16.4917
01.02.2011 | 16.3576
02.02.2011 | 16.4917
03.02.2011 | 16.1676
04.02.2011 | 16.19
07.02.2011 | 16.1118
08.02.2011 | 16.19
09.02.2011 | 16.1565
10.02.2011 | 16.1676
11.02.2011 | 16.3911
14.02.2011 | 16.3911
15.02.2011 | 16.2794
16.02.2011 | 16.1565
17.02.2011 | 16.3017
18.02.2011 | 16.3464
21.02.2011 | 16.8045
22.02.2011 | 16.7822
23.02.2011 | 16.7151
24.02.2011 | 16.8157
25.02.2011 | 16.9945
28.02.2011 | 17.095
01.03.2011 | 17.0727
02.03.2011 | 16.9833
03.03.2011 | 16.9498
04.03.2011 | 17.3185
07.03.2011 | 17.1956
08.03.2011 | 17.1062
09.03.2011 | 17.1621
10.03.2011 | 17.095
11.03.2011 | 17.095
14.03.2011 | 17.8995
15.03.2011 | 18.6258
16.03.2011 | 18.6705
17.03.2011 | 18.19
18.03.2011 | 18.7263
21.03.2011 | 18.2682
22.03.2011 | 18.3464
23.03.2011 | 18.3464
24.03.2011 | 17.9442
25.03.2011 | 18.2459
28.03.2011 | 18.7598
16.05.2011 | 18.4917
17.05.2011 | 18.1118
18.05.2011 | 18.0894
19.05.2011 | 18.0001
20.05.2011 | 17.866
23.05.2011 | 17.6649
25.05.2011 | 17.933
26.05.2011 | 17.933
27.05.2011 | 18.5475
30.05.2011 | 18.5475
31.05.2011 | 18.6481
01.06.2011 | 18.447
02.06.2011 | 18.3911
03.06.2011 | 18.4693
06.06.2011 | 18.3129
07.06.2011 | 18.2682
08.06.2011 | 18.1118
09.06.2011 | 18.3017
10.06.2011 | 18.2906
13.06.2011 | 18.3241
14.06.2011 | 18.1118
15.06.2011 | 17.8548
16.06.2011 | 17.676
17.06.2011 | 17.2068
20.06.2011 | 16.7822
21.06.2011 | 16.257
22.06.2011 | 16.2459
23.06.2011 | 14.6928
24.06.2011 | 13.4861
27.06.2011 | 14.257
29.06.2011 | 14.4246
30.06.2011 | 15.0056
01.07.2011 | 14.7263
04.07.2011 | 14.8716
05.07.2011 | 15.0168
06.07.2011 | 14.6034
07.07.2011 | 14.4023
08.07.2011 | 14.0559
11.07.2011 | 13.3743
12.07.2011 | 13.7207
13.07.2011 | 13.2626
14.07.2011 | 13.6202
15.07.2011 | 13.7542
18.07.2011 | 13.5531
19.07.2011 | 13.7207
20.07.2011 | 14.1788
21.07.2011 | 14.5364
22.07.2011 | 14.4023
25.07.2011 | 14.3352
26.07.2011 | 14.257
27.07.2011 | 13.7431
28.07.2011 | 13.8436
29.07.2011 | 13.5419
01.08.2011 | 13.2961
02.08.2011 | 12.9945
03.08.2011 | 12.6481
04.08.2011 | 12.4917
05.08.2011 | 11.8324
08.08.2011 | 11.8771
09.08.2011 | 12.6481
10.08.2011 | 12.838
11.08.2011 | 13.5755
12.08.2011 | 13.7989
15.08.2011 | 13.8101
16.08.2011 | 13.7095
17.08.2011 | 14.1788
18.08.2011 | 13.6648
19.08.2011 | 13.8324
22.08.2011 | 13.9107
23.08.2011 | 14.3017
24.08.2011 | 14.5811
25.08.2011 | 14.4023
26.08.2011 | 14.5922
29.08.2011 | 14.7375
30.08.2011 | 14.9498
31.08.2011 | 14.3464
01.09.2011 | 14.3017
02.09.2011 | 13.9777
05.09.2011 | 13.7319
06.09.2011 | 13.5084
07.09.2011 | 13.7878
08.09.2011 | 13.5866
09.09.2011 | 13.1732
12.09.2011 | 13.1956
13.09.2011 | 13.3408
14.09.2011 | 13.5531
15.09.2011 | 13.7207
16.09.2011 | 13.4749
19.09.2011 | 13.095
20.09.2011 | 13.2067
21.09.2011 | 13.095
22.09.2011 | 12.5699
23.09.2011 | 12.5922
26.09.2011 | 12.0783
28.09.2011 | 11.7319
29.09.2011 | 12.2123
30.09.2011 | 12
03.10.2011 | 11.3632
04.10.2011 | 11.285
05.10.2011 | 11.4302
06.10.2011 | 11.6984
07.10.2011 | 11.6872
10.10.2011 | 11.9777
11.10.2011 | 11.9218
12.10.2011 | 11.9553
13.10.2011 | 11.5084
14.10.2011 | 11.6313
17.10.2011 | 11.5531
18.10.2011 | 11.5084
19.10.2011 | 11.1956
20.10.2011 | 11.3855
21.10.2011 | 11.5755
24.10.2011 | 11.7766
25.10.2011 | 11.6313
26.10.2011 | 11.3073
27.10.2011 | 11.6537
28.10.2011 | 11.6425
31.10.2011 | 11.3632
01.11.2011 | 11.028
02.11.2011 | 10.6034
03.11.2011 | 10.8269
04.11.2011 | 10.5252
07.11.2011 | 11.1174
08.11.2011 | 11.285
09.11.2011 | 11.0503
10.11.2011 | 10.9721
11.11.2011 | 11.3073
14.11.2011 | 11.2403
15.11.2011 | 11.2067
16.11.2011 | 11.028
17.11.2011 | 10.7822
18.11.2011 | 10.447
21.11.2011 | 9.9442
22.11.2011 | 10.1676
23.11.2011 | 9.4302
24.11.2011 | 8.8157
25.11.2011 | 8.6146
28.11.2011 | 8.9274
29.11.2011 | 8.9162
30.11.2011 | 9.3296
01.12.2011 | 8.8604
02.12.2011 | 8.7375
05.12.2011 | 8.1676
06.12.2011 | 8.1788
07.12.2011 | 8.0559
08.12.2011 | 8.5363
09.12.2011 | 8.7598
12.12.2011 | 8.4246
13.12.2011 | 7.8548
14.12.2011 | 7.2067
15.12.2011 | 7.5643
16.12.2011 | 7.5419
19.12.2011 | 7.7989
20.12.2011 | 9.609
21.12.2011 | 8.9833
22.12.2011 | 8.6816
23.12.2011 | 8.838
27.12.2011 | 8.838
28.12.2011 | 8.3799
29.12.2011 | 7.7989
30.12.2011 | 7.8548
03.01.2012 | 6.872
04.01.2012 | 6.8394
05.01.2012 | 7.0025
06.01.2012 | 6.8829
09.01.2012 | 7.1004
10.01.2012 | 7.4592
11.01.2012 | 7.3613
12.01.2012 | 7.5462
13.01.2012 | 7.3396
16.01.2012 | 7.0569
17.01.2012 | 7.0677
18.01.2012 | 7.2091
19.01.2012 | 7.7093
20.01.2012 | 7.6658
23.01.2012 | 7.4918
24.01.2012 | 7.9268
25.01.2012 | 8.0137
26.01.2012 | 8.1768
27.01.2012 | 8.6879
30.01.2012 | 8.253
31.01.2012 | 8.5357
01.02.2012 | 8.9924
02.02.2012 | 9.2859
03.02.2012 | 9.025
06.02.2012 | 9.2424
07.02.2012 | 9.2859
08.02.2012 | 8.8401
09.02.2012 | 8.4813
10.02.2012 | 8.4052
13.02.2012 | 8.1225
14.02.2012 | 8.6009
15.02.2012 | 8.8727
16.02.2012 | 9.5469
17.02.2012 | 9.8405
20.02.2012 | 9.2968
21.02.2012 | 9.7535
22.02.2012 | 9.7209
23.02.2012 | 9.3838
24.02.2012 | 10.0036
27.02.2012 | 10.0906
28.02.2012 | 9.5686
29.02.2012 | 9.0685
01.03.2012 | 9.4055
02.03.2012 | 9.6013
05.03.2012 | 9.3729
06.03.2012 | 9.0793
07.03.2012 | 9.1337
08.03.2012 | 8.9706
09.03.2012 | 8.59
12.03.2012 | 8.3291
13.03.2012 | 8.2856
14.03.2012 | 8.6444
15.03.2012 | 8.5139
16.03.2012 | 8.2638
19.03.2012 | 8.2856
20.03.2012 | 7.6332
21.03.2012 | 7.8941
22.03.2012 | 7.2961
23.03.2012 | 7.4701
26.03.2012 | 7.4374
27.03.2012 | 7.7419
28.03.2012 | 7.6549
29.03.2012 | 7.2961
30.03.2012 | 7.5897
02.04.2012 | 6.7524
03.04.2012 | 6.9046
04.04.2012 | 6.6111
05.04.2012 | 7.2635
09.04.2012 | 7.2635
10.04.2012 | 7.3722
11.04.2012 | 7.5244
12.04.2012 | 7.6767
13.04.2012 | 7.7419
16.04.2012 | 7.3831
17.04.2012 | 7.6658
18.04.2012 | 7.8289
19.04.2012 | 7.9702
20.04.2012 | 7.9594
23.04.2012 | 7.6875
24.04.2012 | 7.6875
25.04.2012 | 7.644
26.04.2012 | 7.8506
27.04.2012 | 7.8724
30.04.2012 | 8.1333
01.05.2012 | 8.1225
02.05.2012 | 7.7419
03.05.2012 | 7.6767
04.05.2012 | 7.1765
07.05.2012 | 7.1874
08.05.2012 | 7.3287
09.05.2012 | 7.2635
10.05.2012 | 7.2309
11.05.2012 | 7.3178
14.05.2012 | 7.133
15.05.2012 | 7.0134
16.05.2012 | 7.0677
17.05.2012 | 7.0134
18.05.2012 | 6.8829
21.05.2012 | 7.1765
22.05.2012 | 7.4809
23.05.2012 | 7.2635
24.05.2012 | 7.3722
25.05.2012 | 7.394
28.05.2012 | 7.2635
29.05.2012 | 7.1112
30.05.2012 | 6.959
31.05.2012 | 6.8177
01.06.2012 | 6.9373
04.06.2012 | 6.9373
05.06.2012 | 6.9373
06.06.2012 | 6.9155
07.06.2012 | 7.0134
08.06.2012 | 7.1765
11.06.2012 | 7.1982
12.06.2012 | 7.2309
13.06.2012 | 7.2961
14.06.2012 | 7.4374
15.06.2012 | 7.8615
18.06.2012 | 7.9702
19.06.2012 | 8.1551
20.06.2012 | 8.0899
21.06.2012 | 8.1551
22.06.2012 | 8.7966
25.06.2012 | 8.677
26.06.2012 | 8.7205
27.06.2012 | 8.6227
28.06.2012 | 8.6444
29.06.2012 | 8.9597
02.07.2012 | 8.8184
03.07.2012 | 9.025
04.07.2012 | 8.9815
05.07.2012 | 9.0467
06.07.2012 | 8.7423
09.07.2012 | 8.677
10.07.2012 | 8.6118
11.07.2012 | 8.5574
12.07.2012 | 8.2964
13.07.2012 | 8.2964
16.07.2012 | 8.2095
17.07.2012 | 8.3182
18.07.2012 | 7.7528
19.07.2012 | 7.4592
20.07.2012 | 7.7419
23.07.2012 | 7.731
24.07.2012 | 7.8071
25.07.2012 | 7.4374
26.07.2012 | 7.5679
27.07.2012 | 7.5027
30.07.2012 | 7.1439
31.07.2012 | 7.5027
01.08.2012 | 7.5462
02.08.2012 | 7.6658
03.08.2012 | 7.6984
06.08.2012 | 7.7963
07.08.2012 | 7.9268
08.08.2012 | 7.8398
09.08.2012 | 7.7419
10.08.2012 | 7.8071
13.08.2012 | 8.1225
14.08.2012 | 8.2964
15.08.2012 | 8.1116
16.08.2012 | 8.3508
17.08.2012 | 8.3508
18.08.2012 | 8.3508
19.08.2012 | 8.3508
20.08.2012 | 8.2856
21.08.2012 | 8.5683
22.08.2012 | 8.6879
23.08.2012 | 8.8292
24.08.2012 | 8.8401
25.08.2012 | 8.3508
26.08.2012 | 8.3508
27.08.2012 | 8.8075
28.08.2012 | 8.6227
29.08.2012 | 8.3399
30.08.2012 | 8.3073
31.08.2012 | 8.7314
01.09.2012 | 8.3508
02.09.2012 | 8.3508
03.09.2012 | 8.938
04.09.2012 | 8.8836
05.09.2012 | 8.9162
06.09.2012 | 8.9271
07.09.2012 | 9.0576
10.09.2012 | 8.4704
11.09.2012 | 8.3726
12.09.2012 | 8.5792
13.09.2012 | 8.4269
14.09.2012 | 8.0464
17.09.2012 | 7.992
18.09.2012 | 8.0464
19.09.2012 | 8.1768
20.09.2012 | 8.2964
21.09.2012 | 8.0572
24.09.2012 | 7.8506
25.09.2012 | 8.1333
26.09.2012 | 8.2964
27.09.2012 | 8.5465
28.09.2012 | 8.6553
01.10.2012 | 8.6444
02.10.2012 | 8.5574
03.10.2012 | 8.253
04.10.2012 | 8.3073
05.10.2012 | 8.4922
08.10.2012 | 8.6118
09.10.2012 | 8.5792
10.10.2012 | 8.3943
11.10.2012 | 8.4922
12.10.2012 | 8.5139
15.10.2012 | 8.3617
16.10.2012 | 8.6988
17.10.2012 | 9.0032
18.10.2012 | 8.7858
19.10.2012 | 8.6661
22.10.2012 | 8.6009
23.10.2012 | 8.5683
24.10.2012 | 8.3399
25.10.2012 | 8.3617
26.10.2012 | 8.5792
29.10.2012 | 8.7858
30.10.2012 | 8.8619
31.10.2012 | 8.9597
01.11.2012 | 8.7531
02.11.2012 | 8.8184
05.11.2012 | 8.9815
06.11.2012 | 9.0793
07.11.2012 | 8.9489
08.11.2012 | 9.0032
09.11.2012 | 9.0576
12.11.2012 | 9.8731
13.11.2012 | 9.1446
14.11.2012 | 8.6118
15.11.2012 | 7.7528
16.11.2012 | 7.5027
19.11.2012 | 7.2961
20.11.2012 | 7.3287
21.11.2012 | 7.3613
22.11.2012 | 7.3831
23.11.2012 | 7.6223
26.11.2012 | 7.4374
27.11.2012 | 7.4483
28.11.2012 | 7.4266
29.11.2012 | 7.1547
30.11.2012 | 6.7415
03.12.2012 | 6.4697
04.12.2012 | 6.2196
05.12.2012 | 6.6872
06.12.2012 | 6.9481
07.12.2012 | 7.3722
10.12.2012 | 7.6875
11.12.2012 | 7.4374
12.12.2012 | 7.3396
13.12.2012 | 7.2526
14.12.2012 | 7.1439
17.12.2012 | 7.0351
18.12.2012 | 7.3396
19.12.2012 | 7.6767
20.12.2012 | 7.8289
21.12.2012 | 7.6549
24.12.2012 | 7.5571
26.12.2012 | 7.5571
27.12.2012 | 7.4701
28.12.2012 | 7.1004
31.12.2012 | 7.046
02.01.2013 | 6.8079
03.01.2013 | 6.6271
04.01.2013 | 6.5633
07.01.2013 | 6.9037
08.01.2013 | 6.7016
09.01.2013 | 6.4356
10.01.2013 | 6.2654
11.01.2013 | 6.1165
14.01.2013 | 6.1059
15.01.2013 | 6.2867
16.01.2013 | 5.8506
17.01.2013 | 5.8187
18.01.2013 | 5.2974
21.01.2013 | 5.1379
22.01.2013 | 5.6591
23.01.2013 | 4.8187
24.01.2013 | 4.4996
25.01.2013 | 4.2656
28.01.2013 | 4.3401
29.01.2013 | 4.1379
30.01.2013 | 3.9358
31.01.2013 | 3.5423
01.02.2013 | 4.4996
04.02.2013 | 4.4783
05.02.2013 | 4.5741
06.02.2013 | 4.3294
07.02.2013 | 4.3507
08.02.2013 | 4.723
11.02.2013 | 4.6485
12.02.2013 | 4.7549
13.02.2013 | 5.4357
14.02.2013 | 5.457
15.02.2013 | 5.3932
18.02.2013 | 5.3081
19.02.2013 | 4.8613
20.02.2013 | 5.1698
21.02.2013 | 5.5102
22.02.2013 | 5.3932
25.02.2013 | 4.7549
26.02.2013 | 4.4677
27.02.2013 | 4.6485
28.02.2013 | 5.106
01.03.2013 | 4.8613
04.03.2013 | 4.8187
05.03.2013 | 4.4039
06.03.2013 | 4.4571
07.03.2013 | 4.5103
08.03.2013 | 4.4464
11.03.2013 | 4.1273
12.03.2013 | 3.8933
13.03.2013 | 3.6699
14.03.2013 | 3.8614
15.03.2013 | 3.9465
18.03.2013 | 3.7018
19.03.2013 | 3.6699
20.03.2013 | 4.1486
21.03.2013 | 4.6273
22.03.2013 | 4.3401
25.03.2013 | 4.7017
26.03.2013 | 4.84
27.03.2013 | 5.1911
28.03.2013 | 5.0421
01.04.2013 | 5.0421
02.04.2013 | 5.1804
03.04.2013 | 5.1591
04.04.2013 | 5.2868
05.04.2013 | 5.4251
08.04.2013 | 5.4463
09.04.2013 | 5.0102
10.04.2013 | 4.4996
11.04.2013 | 4.5528
12.04.2013 | 4.9996
15.04.2013 | 4.9783
16.04.2013 | 3.2231
17.04.2013 | 2.8721
18.04.2013 | 3.2125
19.04.2013 | 3.3082
22.04.2013 | 3.021
23.04.2013 | 3.2444
24.04.2013 | 3.1699
25.04.2013 | 3.1061
26.04.2013 | 3.2444
29.04.2013 | 3.4678
30.04.2013 | 3.2657
01.05.2013 | 3.0529
02.05.2013 | 3.2338
03.05.2013 | 3.9678
06.05.2013 | 4.106
07.05.2013 | 3.9252
08.05.2013 | 3.6593
09.05.2013 | 3.9784
10.05.2013 | 3.5423
13.05.2013 | 3.4252
14.05.2013 | 3.6912
15.05.2013 | 3.8188
16.05.2013 | 3.8827
17.05.2013 | 3.7125
20.05.2013 | 3.7869
21.05.2013 | 3.7337
22.05.2013 | 3.4891
23.05.2013 | 3.5742
24.05.2013 | 3.7337
27.05.2013 | 3.6699
28.05.2013 | 3.8295
29.05.2013 | 3.9358
30.05.2013 | 4.0103
31.05.2013 | 4.1592
03.06.2013 | 4.1167
04.06.2013 | 4.1592
05.06.2013 | 4.106
06.06.2013 | 4.2018
07.06.2013 | 4.3294
10.06.2013 | 4.255
11.06.2013 | 4.4252
12.06.2013 | 4.7443
13.06.2013 | 4.6592
14.06.2013 | 5.0421
17.06.2013 | 4.84
18.06.2013 | 4.9677
19.06.2013 | 4.6273
20.06.2013 | 4.6805
21.06.2013 | 4.6273
24.06.2013 | 4.3507
25.06.2013 | 4.5422
26.06.2013 | 4.6911
27.06.2013 | 4.7017
28.06.2013 | 4.4677
01.07.2013 | 4.4996
02.07.2013 | 4.5528
03.07.2013 | 4.9783
04.07.2013 | 4.8294
05.07.2013 | 4.5528
08.07.2013 | 4.4996
09.07.2013 | 4.4252
10.07.2013 | 4.2975
11.07.2013 | 4.3401
12.07.2013 | 4.2869
15.07.2013 | 4.2975
16.07.2013 | 4.3826
17.07.2013 | 4.3826
18.07.2013 | 4.3826
19.07.2013 | 4.4464
22.07.2013 | 4.4677
23.07.2013 | 4.5209
24.07.2013 | 4.5634
25.07.2013 | 4.5634
26.07.2013 | 4.5954
29.07.2013 | 4.5954
30.07.2013 | 4.5422
31.07.2013 | 4.5954
01.08.2013 | 4.606
02.08.2013 | 4.6592
05.08.2013 | 4.6911
06.08.2013 | 4.7868
07.08.2013 | 4.723
08.08.2013 | 4.7975
09.08.2013 | 4.723
12.08.2013 | 4.5847
13.08.2013 | 4.5634
14.08.2013 | 4.6273
15.08.2013 | 4.6273
16.08.2013 | 4.6273
19.08.2013 | 4.5954
20.08.2013 | 4.6166
21.08.2013 | 4.6379
22.08.2013 | 4.7975
23.08.2013 | 4.7017
26.08.2013 | 4.6911
27.08.2013 | 4.8187
28.08.2013 | 4.8826
29.08.2013 | 4.8719
30.08.2013 | 4.84
02.09.2013 | 4.7762
03.09.2013 | 4.6805
04.09.2013 | 4.8294
05.09.2013 | 5.2655
06.09.2013 | 5.6591
09.09.2013 | 5.6378
10.09.2013 | 5.4463
11.09.2013 | 5.5846
12.09.2013 | 5.9676
13.09.2013 | 5.7336
16.09.2013 | 5.808
17.09.2013 | 6.0208
18.09.2013 | 5.8718
19.09.2013 | 5.691
20.09.2013 | 5.691
23.09.2013 | 5.7548
24.09.2013 | 5.7123
25.09.2013 | 5.7123
26.09.2013 | 5.808
27.09.2013 | 5.7336
30.09.2013 | 5.34
01.10.2013 | 5.4783
02.10.2013 | 5.6165
03.10.2013 | 5.5314
04.10.2013 | 5.4357
07.10.2013 | 5.2868
08.10.2013 | 5.1804
09.10.2013 | 5.106
10.10.2013 | 5.074
11.10.2013 | 4.9145
14.10.2013 | 5.1272
15.10.2013 | 5.2762
16.10.2013 | 5.6804
17.10.2013 | 5.5102
18.10.2013 | 5.457
21.10.2013 | 4.8826
22.10.2013 | 5.0102
23.10.2013 | 4.9145
24.10.2013 | 4.9677
25.10.2013 | 5.3293
28.10.2013 | 5.1379
29.10.2013 | 5.4144
30.10.2013 | 5.2868
31.10.2013 | 5.1166
01.11.2013 | 4.9145
04.11.2013 | 4.8507
05.11.2013 | 5.106
06.11.2013 | 5.0847
07.11.2013 | 5.106
08.11.2013 | 4.7762
09.11.2013 | 4.7762
10.11.2013 | 4.7762
11.11.2013 | 4.9038
12.11.2013 | 4.9464
13.11.2013 | 4.9464
14.11.2013 | 4.8826
15.11.2013 | 4.7868
16.11.2013 | 4.7868
17.11.2013 | 4.7868
18.11.2013 | 4.6273
19.11.2013 | 4.7017
20.11.2013 | 4.7762
21.11.2013 | 4.6911
22.11.2013 | 4.7124
23.11.2013 | 4.7124
24.11.2013 | 4.7124
25.11.2013 | 4.6805
26.11.2013 | 4.7762
27.11.2013 | 4.7549
28.11.2013 | 4.7124
29.11.2013 | 4.6379
30.11.2013 | 4.6379
01.12.2013 | 4.6379
02.12.2013 | 4.7868
03.12.2013 | 4.7656
04.12.2013 | 4.7656
05.12.2013 | 4.9358
06.12.2013 | 5.0953
07.12.2013 | 5.0953
08.12.2013 | 5.0953
09.12.2013 | 5.2123
10.12.2013 | 5.34
11.12.2013 | 5.1911
12.12.2013 | 5.2123
13.12.2013 | 5.106
16.12.2013 | 4.9677
17.12.2013 | 5.223
18.12.2013 | 5.2017
19.12.2013 | 5.2549
20.12.2013 | 5.0847
23.12.2013 | 5.0953
24.12.2013 | 5.2336
26.12.2013 | 5.2336
27.12.2013 | 5.2549
30.12.2013 | 5.2442
31.12.2013 | 5.1698
02.01.2014 | 4.9998
03.01.2014 | 4.9787
06.01.2014 | 4.8943
07.01.2014 | 4.9471
08.01.2014 | 4.831
09.01.2014 | 4.7572
10.01.2014 | 4.7783
13.01.2014 | 4.8838
14.01.2014 | 5.0947
15.01.2014 | 5.0842
16.01.2014 | 5.3479
17.01.2014 | 5.3479
18.01.2014 | 5.3479
19.01.2014 | 5.3479
20.01.2014 | 5.2002
21.01.2014 | 5.3162
22.01.2014 | 5.4112
23.01.2014 | 5.3057
24.01.2014 | 5.5483
25.01.2014 | 5.5483
26.01.2014 | 5.5483
27.01.2014 | 5.6643
28.01.2014 | 5.8225
29.01.2014 | 5.8014
30.01.2014 | 6.023
31.01.2014 | 5.8225
01.02.2014 | 5.8225
02.02.2014 | 5.8225
03.02.2014 | 6.1601
04.02.2014 | 6.139
05.02.2014 | 6.4027
06.02.2014 | 6.793
07.02.2014 | 6.7719
08.02.2014 | 6.7719
09.02.2014 | 6.7719
10.02.2014 | 6.7508
11.02.2014 | 6.582
12.02.2014 | 6.698
13.02.2014 | 6.7297
14.02.2014 | 6.9406
15.02.2014 | 6.9406
16.02.2014 | 6.9406
17.02.2014 | 7.1727
18.02.2014 | 7.1094
19.02.2014 | 7.2887
20.02.2014 | 7.3626
21.02.2014 | 7.5208
22.02.2014 | 7.5208
23.02.2014 | 7.5208
24.02.2014 | 7.3837
25.02.2014 | 6.5504
26.02.2014 | 6.8352
27.02.2014 | 6.8563
28.02.2014 | 7.447
01.03.2014 | 7.447
02.03.2014 | 7.447
03.03.2014 | 6.9723
04.03.2014 | 7.1832
05.03.2014 | 7.1411
06.03.2014 | 7.1727
07.03.2014 | 7.2782
08.03.2014 | 7.2782
10.03.2014 | 7.2676
11.03.2014 | 7.1938
12.03.2014 | 6.8563
13.03.2014 | 6.7824
14.03.2014 | 6.6347
17.03.2014 | 6.1917
18.03.2014 | 6.0652
19.03.2014 | 6.3183
20.03.2014 | 6.3394
21.03.2014 | 6.5187
22.03.2014 | 6.5187
23.03.2014 | 6.5187
24.03.2014 | 6.1812
25.03.2014 | 6.1706
26.03.2014 | 6.1179
27.03.2014 | 5.4534
28.03.2014 | 4.5779
31.03.2014 | 4.8943
01.04.2014 | 5.3162
02.04.2014 | 5.0842
03.04.2014 | 5.1158
04.04.2014 | 4.9365
07.04.2014 | 5.2424
08.04.2014 | 5.1158
09.04.2014 | 5.2002
10.04.2014 | 5.3901
11.04.2014 | 5.601
14.04.2014 | 5.5167
15.04.2014 | 5.8331
16.04.2014 | 5.7487
17.04.2014 | 5.8436
21.04.2014 | 5.8436
22.04.2014 | 5.9808
23.04.2014 | 5.9702
24.04.2014 | 6.023
25.04.2014 | 5.3373
28.04.2014 | 5.485
29.04.2014 | 5.7065
30.04.2014 | 5.696
01.05.2014 | 5.7065
02.05.2014 | 5.4639
05.05.2014 | 5.4956
06.05.2014 | 5.5061
07.05.2014 | 5.4006
08.05.2014 | 5.4112
09.05.2014 | 5.5272
12.05.2014 | 5.5905
13.05.2014 | 5.5694
14.05.2014 | 5.3795
15.05.2014 | 5.0314
16.05.2014 | 5.0525
19.05.2014 | 4.9471
20.05.2014 | 5.1053
21.05.2014 | 5.4006
22.05.2014 | 5.4428
23.05.2014 | 5.4006
26.05.2014 | 5.369
27.05.2014 | 5.4534
28.05.2014 | 5.485
29.05.2014 | 5.485
30.05.2014 | 5.3268
02.06.2014 | 5.4217
03.06.2014 | 5.7276
04.06.2014 | 5.6854
05.06.2014 | 5.8436
06.06.2014 | 5.7382
09.06.2014 | 5.8331
10.06.2014 | 5.7909
11.06.2014 | 5.6538
12.06.2014 | 5.8542
13.06.2014 | 5.9702
16.06.2014 | 5.9386
17.06.2014 | 6.0124
18.06.2014 | 5.9597
19.06.2014 | 5.8436
20.06.2014 | 5.9597
23.06.2014 | 6.1073
24.06.2014 | 6.0546
25.06.2014 | 6.023
26.06.2014 | 6.0124
27.06.2014 | 6.0757
30.06.2014 | 6.1284
01.07.2014 | 6.3605
02.07.2014 | 6.4238
03.07.2014 | 6.3394
04.07.2014 | 5.9808
07.07.2014 | 5.8647
08.07.2014 | 6.0652
09.07.2014 | 6.1284
10.07.2014 | 5.9913
11.07.2014 | 6.0546
14.07.2014 | 6.2023
15.07.2014 | 6.2656
16.07.2014 | 6.371
17.07.2014 | 6.4871
18.07.2014 | 6.3289
21.07.2014 | 6.3921
22.07.2014 | 6.5082
23.07.2014 | 6.5082
24.07.2014 | 6.3816
25.07.2014 | 6.466
28.07.2014 | 6.5293
29.07.2014 | 6.3605
30.07.2014 | 6.466
31.07.2014 | 6.5504
01.08.2014 | 6.6137
04.08.2014 | 6.5715
05.08.2014 | 6.5398
06.08.2014 | 6.5504
07.08.2014 | 6.2656
08.08.2014 | 6.2972
11.08.2014 | 6.466
12.08.2014 | 6.4449
13.08.2014 | 6.5715
14.08.2014 | 6.5715
15.08.2014 | 6.7297
18.08.2014 | 6.6875
19.08.2014 | 6.7824
20.08.2014 | 6.7613
21.08.2014 | 6.6875
22.08.2014 | 6.698
25.08.2014 | 6.6664
26.08.2014 | 6.6347
27.08.2014 | 6.698
28.08.2014 | 6.7824
29.08.2014 | 6.7297
01.09.2014 | 6.7402
02.09.2014 | 6.7297
03.09.2014 | 6.6664
04.09.2014 | 6.4449
05.09.2014 | 6.6031
08.09.2014 | 6.6137
09.09.2014 | 6.4554
10.09.2014 | 6.4132
11.09.2014 | 6.4343
12.09.2014 | 6.371
15.09.2014 | 6.255
16.09.2014 | 6.1073
17.09.2014 | 6.2023
18.09.2014 | 6.2972
19.09.2014 | 6.3394
22.09.2014 | 6.3078
23.09.2014 | 5.9597
24.09.2014 | 6.1179
25.09.2014 | 6.1179
26.09.2014 | 6.2339
29.09.2014 | 6.0652
30.09.2014 | 6.1601
01.10.2014 | 6.1284
02.10.2014 | 6.0019
03.10.2014 | 5.9913
06.10.2014 | 5.9913
07.10.2014 | 6.0441
08.10.2014 | 6.3816
09.10.2014 | 6.4554
10.10.2014 | 6.371
13.10.2014 | 6.3921
14.10.2014 | 6.4132
15.10.2014 | 6.4871
16.10.2014 | 6.5504
17.10.2014 | 6.466
18.10.2014 | 6.4765
20.10.2014 | 6.4765
21.10.2014 | 6.5187
22.10.2014 | 6.5715
23.10.2014 | 6.6875
24.10.2014 | 6.7613
27.10.2014 | 6.6347
28.10.2014 | 6.4976
29.10.2014 | 6.7719
30.10.2014 | 6.7719
31.10.2014 | 6.698
03.11.2014 | 6.9406
04.11.2014 | 6.8457
05.11.2014 | 7.0145
06.11.2014 | 6.9934
07.11.2014 | 7.1305
10.11.2014 | 7.0883
11.11.2014 | 7.1727
12.11.2014 | 7.2254
13.11.2014 | 7.1622
14.11.2014 | 6.9828
17.11.2014 | 7.2782
18.11.2014 | 7.4048
19.11.2014 | 7.4259
20.11.2014 | 7.3415
21.11.2014 | 7.3837
24.11.2014 | 7.4364
26.11.2014 | 7.5841
27.11.2014 | 7.4786
28.11.2014 | 7.4259
01.12.2014 | 7.4575
02.12.2014 | 7.2254
03.12.2014 | 7.2676
04.12.2014 | 7.2149
05.12.2014 | 7.025
08.12.2014 | 7.025
09.12.2014 | 7.1094
10.12.2014 | 6.9195
11.12.2014 | 7.1094
12.12.2014 | 7.025
15.12.2014 | 7.2993
16.12.2014 | 7.3098
17.12.2014 | 7.3942
18.12.2014 | 7.447
19.12.2014 | 7.4891
22.12.2014 | 7.5208
23.12.2014 | 7.6685
24.12.2014 | 7.795
26.12.2014 | 7.795
29.12.2014 | 7.6685
30.12.2014 | 7.6263
31.12.2014 | 7.6685
02.01.2015 | 7.4278
05.01.2015 | 7.3221
06.01.2015 | 7.1848
07.01.2015 | 7.1953
08.01.2015 | 7.227
09.01.2015 | 7.1214
12.01.2015 | 7.1214
13.01.2015 | 7.7342
14.01.2015 | 7.5968
15.01.2015 | 7.5546
16.01.2015 | 7.5651
19.01.2015 | 7.6497
20.01.2015 | 7.5968
21.01.2015 | 7.7659
22.01.2015 | 7.1636
23.01.2015 | 7.2059
26.01.2015 | 7.2587
27.01.2015 | 7.2376
28.01.2015 | 7.3538
29.01.2015 | 7.47
30.01.2015 | 7.4912
02.02.2015 | 7.544
03.02.2015 | 7.47
04.02.2015 | 7.3327
05.02.2015 | 7.4066
06.02.2015 | 7.3538
09.02.2015 | 7.3221
10.02.2015 | 7.5229
11.02.2015 | 7.6602
12.02.2015 | 7.8293
13.02.2015 | 8.0829
16.02.2015 | 8.0934
17.02.2015 | 7.9032
18.02.2015 | 7.9244
19.02.2015 | 7.7659
20.02.2015 | 7.7448
23.02.2015 | 8.1463
24.02.2015 | 7.8927
25.02.2015 | 7.8081
26.02.2015 | 7.4595
27.02.2015 | 7.5017
02.03.2015 | 7.3433
03.03.2015 | 7.1108
04.03.2015 | 7.4172
05.03.2015 | 7.1319
06.03.2015 | 7.1848
09.03.2015 | 7.058
10.03.2015 | 7.2059
11.03.2015 | 7.1425
12.03.2015 | 6.7727
13.03.2015 | 6.8255
16.03.2015 | 6.8572
17.03.2015 | 7.1108
18.03.2015 | 7.1214
19.03.2015 | 7.0474
20.03.2015 | 7.4383
23.03.2015 | 7.4383
24.03.2015 | 7.4278
25.03.2015 | 7.3644
26.03.2015 | 7.3433
27.03.2015 | 7.1425
30.03.2015 | 7.2693
31.03.2015 | 7.3116
01.04.2015 | 7.544
02.04.2015 | 7.5546
06.04.2015 | 7.5546
07.04.2015 | 7.5123
08.04.2015 | 7.5229
09.04.2015 | 7.4066
10.04.2015 | 7.3327
13.04.2015 | 7.1848
14.04.2015 | 7.1848
15.04.2015 | 7.2376
16.04.2015 | 7.2587
17.04.2015 | 7.227
20.04.2015 | 7.5334
21.04.2015 | 7.4806
22.04.2015 | 7.4912
23.04.2015 | 7.6602
24.04.2015 | 7.6919
27.04.2015 | 7.5651
28.04.2015 | 7.7659
29.04.2015 | 7.8821
30.04.2015 | 7.8081
01.05.2015 | 7.9032
04.05.2015 | 8.0089
05.05.2015 | 7.9772
06.05.2015 | 7.9561
07.05.2015 | 7.8504
08.05.2015 | 7.9561
11.05.2015 | 8.0512
12.05.2015 | 8.0195
13.05.2015 | 8.0723
14.05.2015 | 7.9772
15.05.2015 | 8.0195
18.05.2015 | 8.03
19.05.2015 | 7.787
20.05.2015 | 7.7659
21.05.2015 | 7.7131
22.05.2015 | 7.7131
25.05.2015 | 7.7765
26.05.2015 | 7.6285
27.05.2015 | 7.5757
28.05.2015 | 7.5863
29.05.2015 | 7.7342
01.06.2015 | 7.6497
02.06.2015 | 7.861
03.06.2015 | 7.9032
04.06.2015 | 7.8081
05.06.2015 | 7.8187
08.06.2015 | 7.861
09.06.2015 | 7.9878
10.06.2015 | 8.0089
11.06.2015 | 7.9244
12.06.2015 | 8.0406
15.06.2015 | 7.9349
16.06.2015 | 7.8293
17.06.2015 | 7.8821
18.06.2015 | 7.8715
19.06.2015 | 7.8293
22.06.2015 | 7.8821
23.06.2015 | 7.9032
24.06.2015 | 7.9032
25.06.2015 | 8.0089
26.06.2015 | 7.9455
29.06.2015 | 7.7765
30.06.2015 | 7.861
01.07.2015 | 7.9032
02.07.2015 | 7.861
03.07.2015 | 7.8504
06.07.2015 | 7.787
07.07.2015 | 7.8821
08.07.2015 | 7.8715
09.07.2015 | 7.9032
10.07.2015 | 8.0406
13.07.2015 | 8.2202
14.07.2015 | 8.1568
15.07.2015 | 8.1885
16.07.2015 | 8.0829
17.07.2015 | 8.1674
20.07.2015 | 8.421
21.07.2015 | 8.3998
22.07.2015 | 8.3998
23.07.2015 | 8.5266
24.07.2015 | 8.4527
27.07.2015 | 8.4632
28.07.2015 | 8.4632
29.07.2015 | 8.5055
30.07.2015 | 8.3153
31.07.2015 | 8.3047
03.08.2015 | 8.3893
04.08.2015 | 8.3364
05.08.2015 | 8.2625
06.08.2015 | 8.273
07.08.2015 | 8.2096
10.08.2015 | 8.3576
11.08.2015 | 8.5372
12.08.2015 | 8.6428
13.08.2015 | 8.6428
14.08.2015 | 8.7802
17.08.2015 | 8.6957
18.08.2015 | 8.7274
19.08.2015 | 8.8013
20.08.2015 | 8.8225
21.08.2015 | 8.6534
24.08.2015 | 8.6217
25.08.2015 | 8.6957
26.08.2015 | 8.5372
27.08.2015 | 8.4844
28.08.2015 | 8.5478
31.08.2015 | 8.5055
01.09.2015 | 8.4421
02.09.2015 | 8.5583
03.09.2015 | 8.6112
04.09.2015 | 8.5266
07.09.2015 | 8.5161
08.09.2015 | 8.6851
09.09.2015 | 8.7168
10.09.2015 | 8.7274
11.09.2015 | 8.7062
14.09.2015 | 8.6745
15.09.2015 | 8.6112
16.09.2015 | 8.6745
17.09.2015 | 8.6745
18.09.2015 | 8.5478
21.09.2015 | 8.4104
22.09.2015 | 8.4527
23.09.2015 | 8.5055
24.09.2015 | 8.4421
25.09.2015 | 8.4844
28.09.2015 | 8.3681
29.09.2015 | 8.4315
30.09.2015 | 8.6112
01.10.2015 | 8.6323
02.10.2015 | 8.6112
05.10.2015 | 8.6745
06.10.2015 | 8.6851
07.10.2015 | 8.5689
08.10.2015 | 8.59
09.10.2015 | 8.8225
12.10.2015 | 8.7696
13.10.2015 | 8.8013
14.10.2015 | 8.9176
15.10.2015 | 8.907
16.10.2015 | 8.8647
19.10.2015 | 8.8225
20.10.2015 | 8.9493
21.10.2015 | 8.9281
22.10.2015 | 8.9598
23.10.2015 | 9.1183
26.10.2015 | 9.15
27.10.2015 | 9.0972
28.10.2015 | 9.0549
29.10.2015 | 9.1711
30.10.2015 | 9.1289
02.11.2015 | 9.0866
03.11.2015 | 8.9281
04.11.2015 | 8.8753
05.11.2015 | 8.9493
06.11.2015 | 8.8859
09.11.2015 | 8.7908
10.11.2015 | 8.9176
11.11.2015 | 8.9176
12.11.2015 | 8.8436
13.11.2015 | 8.8647
16.11.2015 | 9.0127
17.11.2015 | 9.0972
18.11.2015 | 9.0655
19.11.2015 | 9.1183
20.11.2015 | 8.9915
23.11.2015 | 9.0444
24.11.2015 | 9.1394
25.11.2015 | 9.1077
26.11.2015 | 9.0655
27.11.2015 | 9.0655
30.11.2015 | 9.0655
01.12.2015 | 9.0444
02.12.2015 | 8.9598
03.12.2015 | 9.076
04.12.2015 | 9.0021
07.12.2015 | 8.8859
08.12.2015 | 8.8859
09.12.2015 | 8.8753
10.12.2015 | 8.833
11.12.2015 | 8.5266
14.12.2015 | 8.5478
15.12.2015 | 8.6745
16.12.2015 | 8.6217
17.12.2015 | 8.5583
18.12.2015 | 8.5478
21.12.2015 | 8.6851
22.12.2015 | 8.7485
23.12.2015 | 8.7168
24.12.2015 | 8.6745
28.12.2015 | 8.8013
29.12.2015 | 8.7696
30.12.2015 | 8.7062
31.12.2015 | 8.7168
04.01.2016 | 8.5057
05.01.2016 | 8.453
06.01.2016 | 8.1895
07.01.2016 | 7.9681
08.01.2016 | 7.8206
11.01.2016 | 7.5255
12.01.2016 | 7.4939
13.01.2016 | 7.6414
14.01.2016 | 7.4833
15.01.2016 | 7.0406
18.01.2016 | 7.0933
19.01.2016 | 7.1882
20.01.2016 | 6.6612
21.01.2016 | 6.5136
22.01.2016 | 6.6717
25.01.2016 | 6.1974
26.01.2016 | 6.4082
27.01.2016 | 6.2291
28.01.2016 | 6.3977
29.01.2016 | 6.3766
01.02.2016 | 5.9972
02.02.2016 | 6.1342
03.02.2016 | 5.9234
04.02.2016 | 5.9023
05.02.2016 | 5.8391
08.02.2016 | 5.5124
09.02.2016 | 5.2172
10.02.2016 | 5.1329
11.02.2016 | 4.9854
12.02.2016 | 5.3226
15.02.2016 | 5.0486
16.02.2016 | 4.9327
17.02.2016 | 5.3543
18.02.2016 | 5.5334
19.02.2016 | 5.4386
22.02.2016 | 5.7021
23.02.2016 | 5.1645
24.02.2016 | 5.1224
25.02.2016 | 5.3437
26.02.2016 | 5.2594
29.02.2016 | 5.2699
01.03.2016 | 5.2594
02.03.2016 | 5.2172
03.03.2016 | 5.1435
04.03.2016 | 5.1856
07.03.2016 | 5.3648
08.03.2016 | 5.2805
09.03.2016 | 5.3437
10.03.2016 | 5.1645
11.03.2016 | 5.2489
14.03.2016 | 5.1118
15.03.2016 | 5.1118
16.03.2016 | 5.2172
17.03.2016 | 5.2594
18.03.2016 | 5.1962
21.03.2016 | 5.1224
22.03.2016 | 5.0697
23.03.2016 | 5.0486
24.03.2016 | 5.1013
28.03.2016 | 5.1013
29.03.2016 | 5.0275
30.03.2016 | 5.2172
31.03.2016 | 5.4807
01.04.2016 | 5.4386
04.04.2016 | 5.6072
05.04.2016 | 5.5124
06.04.2016 | 5.5861
07.04.2016 | 5.5545
08.04.2016 | 5.7021
11.04.2016 | 5.8707
12.04.2016 | 5.8813
13.04.2016 | 5.8286
14.04.2016 | 5.9023
15.04.2016 | 5.7653
18.04.2016 | 5.7548
19.04.2016 | 5.8602
20.04.2016 | 5.8391
21.04.2016 | 6.0499
22.04.2016 | 6.2818
25.04.2016 | 6.208
26.04.2016 | 6.9669
27.04.2016 | 7.1987
28.04.2016 | 6.6717
29.04.2016 | 6.5031
02.05.2016 | 6.4293
03.05.2016 | 6.3028
04.05.2016 | 6.4504
05.05.2016 | 6.5242
06.05.2016 | 6.1658
09.05.2016 | 5.9972
10.05.2016 | 6.208
11.05.2016 | 6.3345
12.05.2016 | 6.1131
13.05.2016 | 6.1553
16.05.2016 | 6.4293
17.05.2016 | 6.3661
18.05.2016 | 6.3766
19.05.2016 | 6.3028
20.05.2016 | 6.2712
23.05.2016 | 6.0288
24.05.2016 | 6.0921
25.05.2016 | 6.1658
26.05.2016 | 6.3345
27.05.2016 | 6.345
30.05.2016 | 6.4293
31.05.2016 | 6.4082
01.06.2016 | 6.2712
02.06.2016 | 6.3345
03.06.2016 | 6.2501
06.06.2016 | 6.5242
07.06.2016 | 6.4293
08.06.2016 | 6.4188
09.06.2016 | 6.4293
10.06.2016 | 6.2607
13.06.2016 | 6.1553
14.06.2016 | 6.1553
15.06.2016 | 6.208
16.06.2016 | 6.0077
17.06.2016 | 5.9656
20.06.2016 | 6.1553
21.06.2016 | 5.8391
22.06.2016 | 5.9761
23.06.2016 | 5.934
24.06.2016 | 5.2172
27.06.2016 | 5.0275
28.06.2016 | 4.9432
29.06.2016 | 4.764
30.06.2016 | 4.7113
01.07.2016 | 4.8694
04.07.2016 | 5.2383
05.07.2016 | 4.9643
06.07.2016 | 4.8378
07.07.2016 | 4.8273
08.07.2016 | 4.7956
11.07.2016 | 4.6692
12.07.2016 | 4.88
13.07.2016 | 5.0486
14.07.2016 | 5.0381
15.07.2016 | 5.1962
18.07.2016 | 5.1118
19.07.2016 | 4.9221
20.07.2016 | 4.9432
21.07.2016 | 4.901
22.07.2016 | 4.8062
25.07.2016 | 4.8378
26.07.2016 | 4.7535
27.07.2016 | 4.7746
28.07.2016 | 4.7219
29.07.2016 | 4.6586
01.08.2016 | 4.6059
02.08.2016 | 4.6481
03.08.2016 | 4.88
04.08.2016 | 4.9432
05.08.2016 | 4.9748
08.08.2016 | 5.2067
09.08.2016 | 5.1329
10.08.2016 | 5.017
11.08.2016 | 5.1329
12.08.2016 | 5.154
15.08.2016 | 5.0591
16.08.2016 | 4.9432
17.08.2016 | 4.7219
18.08.2016 | 4.9327
19.08.2016 | 5.017
22.08.2016 | 5.154
23.08.2016 | 4.9537
24.08.2016 | 4.8483
25.08.2016 | 4.9537
26.08.2016 | 4.9432
29.08.2016 | 4.9432
30.08.2016 | 4.7851
31.08.2016 | 4.7008
01.09.2016 | 4.6059
02.09.2016 | 4.3003
05.09.2016 | 4.1422
06.09.2016 | 4.353
07.09.2016 | 4.2265
08.09.2016 | 4.3003
09.09.2016 | 4.3003
12.09.2016 | 4.2476
13.09.2016 | 4.237
14.09.2016 | 4.1949
15.09.2016 | 4.3635
16.09.2016 | 4.5954
19.09.2016 | 4.6375
20.09.2016 | 4.3846
21.09.2016 | 4.4373
22.09.2016 | 4.6586
23.09.2016 | 4.7851
26.09.2016 | 4.8694
27.09.2016 | 4.6692
28.09.2016 | 5.2172
29.09.2016 | 5.291
30.09.2016 | 5.2278
03.10.2016 | 5.5967
04.10.2016 | 5.4913
05.10.2016 | 5.7759
06.10.2016 | 6.1764
07.10.2016 | 5.9972
10.10.2016 | 5.9656
11.10.2016 | 5.7232
12.10.2016 | 5.818
13.10.2016 | 5.955
14.10.2016 | 6.1237
17.10.2016 | 6.1869
18.10.2016 | 6.2712
19.10.2016 | 5.9761
20.10.2016 | 5.8813
21.10.2016 | 6.208
24.10.2016 | 6.1237
25.10.2016 | 6.1237
26.10.2016 | 6.2607
27.10.2016 | 6.1237
28.10.2016 | 6.1974
31.10.2016 | 6.2185
01.11.2016 | 6.3555
02.11.2016 | 6.5769
03.11.2016 | 6.8509
04.11.2016 | 6.7561
07.11.2016 | 6.5663
08.11.2016 | 6.482
09.11.2016 | 6.4609
10.11.2016 | 6.2396
11.11.2016 | 5.9761
14.11.2016 | 5.7021
15.11.2016 | 6.0499
16.11.2016 | 5.8496
17.11.2016 | 6.2185
18.11.2016 | 5.8813
21.11.2016 | 5.7759
22.11.2016 | 5.8075
23.11.2016 | 5.681
24.11.2016 | 5.6283
25.11.2016 | 5.2699
28.11.2016 | 4.9959
29.11.2016 | 4.8062
30.11.2016 | 4.8273
01.12.2016 | 4.7008
02.12.2016 | 4.5321
05.12.2016 | 4.6059
06.12.2016 | 4.7429
07.12.2016 | 4.5321
08.12.2016 | 4.8589
09.12.2016 | 4.7008
12.12.2016 | 5.1329
13.12.2016 | 5.0486
14.12.2016 | 5.2805
15.12.2016 | 5.1013
16.12.2016 | 5.1962
19.12.2016 | 5.3859
20.12.2016 | 5.5229
21.12.2016 | 6.1237
22.12.2016 | 6.4082
23.12.2016 | 6.5663
27.12.2016 | 6.6717
28.12.2016 | 6.6717
29.12.2016 | 6.7034
30.12.2016 | 6.9036
02.01.2017 | 6.3801
03.01.2017 | 5.6607
04.01.2017 | 5.9631
05.01.2017 | 5.5148
06.01.2017 | 5.2646
09.01.2017 | 5.4939
10.01.2017 | 5.7441
11.01.2017 | 5.7546
12.01.2017 | 5.2542
13.01.2017 | 5.2542
16.01.2017 | 4.8997
17.01.2017 | 5.2125
18.01.2017 | 5.0457
19.01.2017 | 5.421
20.01.2017 | 5.6503
23.01.2017 | 5.5356
24.01.2017 | 5.2854
25.01.2017 | 5.1812
26.01.2017 | 5.4105
27.01.2017 | 5.1291
30.01.2017 | 5.3793
31.01.2017 | 5.5773
01.02.2017 | 5.4939
02.02.2017 | 5.4418
03.02.2017 | 5.3688
06.02.2017 | 5.3063
07.02.2017 | 5.3793
08.02.2017 | 5.4314
09.02.2017 | 5.5044
10.02.2017 | 5.3376
13.02.2017 | 5.1082
14.02.2017 | 5.348
15.02.2017 | 5.275
16.02.2017 | 5.1395
17.02.2017 | 5.1812
20.02.2017 | 5.2959
21.02.2017 | 5.2542
22.02.2017 | 5.275
23.02.2017 | 5.5669
24.02.2017 | 5.6086
27.02.2017 | 5.4105
28.02.2017 | 5.4522
01.03.2017 | 6.1507
02.03.2017 | 5.692
03.03.2017 | 5.8275
06.03.2017 | 5.7129
07.03.2017 | 5.5982
08.03.2017 | 5.4522
09.03.2017 | 5.3376
10.03.2017 | 5.3793
13.03.2017 | 5.3688
14.03.2017 | 5.3167
15.03.2017 | 5.4105
16.03.2017 | 5.3584
17.03.2017 | 5.348
20.03.2017 | 5.202
21.03.2017 | 5.1395
22.03.2017 | 5.1708
23.03.2017 | 5.1812
24.03.2017 | 4.9623
27.03.2017 | 4.8267
28.03.2017 | 4.931
29.03.2017 | 4.9518
30.03.2017 | 5.1186
31.03.2017 | 4.8789
03.04.2017 | 5.0665
04.04.2017 | 4.8372
05.04.2017 | 5.0144
06.04.2017 | 5.2646
07.04.2017 | 5.0874
10.04.2017 | 4.9831
11.04.2017 | 5.0665
12.04.2017 | 5.1291
13.04.2017 | 5.1499
17.04.2017 | 5.1499
18.04.2017 | 5.0561
19.04.2017 | 5.0248
20.04.2017 | 4.9414
21.04.2017 | 4.7538
24.04.2017 | 4.8267
25.04.2017 | 4.6808
26.04.2017 | 4.7955
27.04.2017 | 4.7329
28.04.2017 | 4.7538
01.05.2017 | 4.7538
02.05.2017 | 4.6287
03.05.2017 | 4.5765
04.05.2017 | 4.7016
05.05.2017 | 4.7642
08.05.2017 | 4.6078
09.05.2017 | 4.7016
10.05.2017 | 4.6391
11.05.2017 | 4.5244
12.05.2017 | 4.6391
15.05.2017 | 4.5661
16.05.2017 | 4.7225
17.05.2017 | 4.7642
18.05.2017 | 4.9623
19.05.2017 | 5.0561
22.05.2017 | 5.1082
23.05.2017 | 4.9518
24.05.2017 | 5.1186
25.05.2017 | 5.1916
26.05.2017 | 5.4105
29.05.2017 | 5.3897
30.05.2017 | 5.3584
31.05.2017 | 5.1916
01.06.2017 | 5.2959
02.06.2017 | 5.3793
05.06.2017 | 5.3897
06.06.2017 | 5.1812
07.06.2017 | 5.0769
08.06.2017 | 5.2542
09.06.2017 | 5.2542
12.06.2017 | 5.1186
13.06.2017 | 5.2125
14.06.2017 | 5.1395
15.06.2017 | 5.1603
16.06.2017 | 5.0769
19.06.2017 | 5.1291
20.06.2017 | 5.1499
21.06.2017 | 5.0769
22.06.2017 | 5.0665
23.06.2017 | 5.0665
26.06.2017 | 4.9727
27.06.2017 | 5.1395
28.06.2017 | 5.1395
29.06.2017 | 5.275
30.06.2017 | 5.2333
03.07.2017 | 5.348
04.07.2017 | 5.3271
05.07.2017 | 5.2542
06.07.2017 | 5.4522
07.07.2017 | 5.5565
10.07.2017 | 5.619
11.07.2017 | 5.5461
12.07.2017 | 5.7024
13.07.2017 | 5.5773
14.07.2017 | 5.6399
17.07.2017 | 5.6607
18.07.2017 | 5.6816
19.07.2017 | 5.6086
20.07.2017 | 5.5148
21.07.2017 | 5.2959
24.07.2017 | 5.348
25.07.2017 | 5.3688
26.07.2017 | 5.4627
27.07.2017 | 5.348
28.07.2017 | 5.3897
31.07.2017 | 5.4418
01.08.2017 | 5.5148
02.08.2017 | 5.6503
03.08.2017 | 5.6503
04.08.2017 | 5.5669
07.08.2017 | 5.4835
08.08.2017 | 5.4835
09.08.2017 | 5.5878
10.08.2017 | 5.5878
11.08.2017 | 5.6086
14.08.2017 | 5.7441
15.08.2017 | 5.7546
16.08.2017 | 6.036
17.08.2017 | 6.0465
18.08.2017 | 6.0569
21.08.2017 | 5.9839
22.08.2017 | 6.0152
23.08.2017 | 6.1924
24.08.2017 | 6.1924
25.08.2017 | 6.3384
28.08.2017 | 6.3488
29.08.2017 | 6.2862
30.08.2017 | 6.2758
31.08.2017 | 6.182
01.09.2017 | 6.0673
04.09.2017 | 6.1611
05.09.2017 | 6.7658
06.09.2017 | 6.9743
07.09.2017 | 7.1828
08.09.2017 | 7.36
11.09.2017 | 7.1619
12.09.2017 | 7.1515
13.09.2017 | 7.3913
14.09.2017 | 7.3913
15.09.2017 | 7.2349
18.09.2017 | 7.0056
19.09.2017 | 7.3183
20.09.2017 | 7.1932
21.09.2017 | 6.8283
22.09.2017 | 6.9222
25.09.2017 | 7.5894
26.09.2017 | 7.2766
27.09.2017 | 7.2245
28.09.2017 | 7.2558
29.09.2017 | 7.3704
02.10.2017 | 7.2349
03.10.2017 | 7.2975
04.10.2017 | 7.1932
05.10.2017 | 7.1828
06.10.2017 | 7.2975
09.10.2017 | 7.2558
10.10.2017 | 7.704
11.10.2017 | 7.6936
12.10.2017 | 7.7249
13.10.2017 | 7.6311
16.10.2017 | 7.6728
17.10.2017 | 7.7353
18.10.2017 | 8.1419
19.10.2017 | 7.9751
20.10.2017 | 7.8917
23.10.2017 | 7.7562
24.10.2017 | 7.7874
25.10.2017 | 7.7145
26.10.2017 | 7.506
27.10.2017 | 7.4747
30.10.2017 | 7.4434
31.10.2017 | 7.6832
01.11.2017 | 7.8291
02.11.2017 | 7.9855
03.11.2017 | 8.2149
06.11.2017 | 8.2566
07.11.2017 | 8.0793
08.11.2017 | 8.0481
09.11.2017 | 7.8708
10.11.2017 | 7.7145
13.11.2017 | 7.6623
14.11.2017 | 7.704
15.11.2017 | 8.0168
16.11.2017 | 7.8187
17.11.2017 | 7.7979
20.11.2017 | 7.7562
21.11.2017 | 7.704
22.11.2017 | 7.6832
23.11.2017 | 7.9855
24.11.2017 | 8.1002
27.11.2017 | 8.0272
28.11.2017 | 7.9125
29.11.2017 | 8.0272
30.11.2017 | 7.85
01.12.2017 | 8.0064
04.12.2017 | 7.8708
05.12.2017 | 7.7457
06.12.2017 | 7.5789
07.12.2017 | 7.6623
08.12.2017 | 7.4434
11.12.2017 | 7.506
12.12.2017 | 7.4434
13.12.2017 | 7.3704
14.12.2017 | 7.3913
15.12.2017 | 7.4851
18.12.2017 | 7.7249
19.12.2017 | 7.8396
20.12.2017 | 8.121
21.12.2017 | 8.34
22.12.2017 | 8.5068
26.12.2017 | 8.5068
27.12.2017 | 8.4859
28.12.2017 | 8.5276
29.12.2017 | 8.4963
02.01.2018 | 8.0029
03.01.2018 | 8.0338
04.01.2018 | 7.9721
05.01.2018 | 7.9824
08.01.2018 | 7.8589
09.01.2018 | 7.9824
10.01.2018 | 8.0955
11.01.2018 | 8.0235
12.01.2018 | 8.0647
15.01.2018 | 8.0029
16.01.2018 | 8.2601
17.01.2018 | 8.3938
18.01.2018 | 8.7127
19.01.2018 | 8.9904
22.01.2018 | 8.9802
23.01.2018 | 9.2476
24.01.2018 | 9.7002
25.01.2018 | 9.4842
26.01.2018 | 9.3299
29.01.2018 | 9.2373
30.01.2018 | 9.1139
31.01.2018 | 9.5253
01.02.2018 | 9.5151
02.02.2018 | 9.1962
05.02.2018 | 9.3093
06.02.2018 | 9.0316
07.02.2018 | 9.227
08.02.2018 | 9.3608
09.02.2018 | 9.4739
12.02.2018 | 9.7311
13.02.2018 | 10.1528
14.02.2018 | 9.8545
15.02.2018 | 9.7928
16.02.2018 | 9.7722
19.02.2018 | 10.1425
20.02.2018 | 9.978
21.02.2018 | 9.8134
22.02.2018 | 9.978
23.02.2018 | 10.0705
26.02.2018 | 9.8854
27.02.2018 | 10.4203
28.02.2018 | 10.3688
01.03.2018 | 10.2557
02.03.2018 | 10.41
05.03.2018 | 10.6363
06.03.2018 | 10.7494
07.03.2018 | 10.9243
08.03.2018 | 11.4181
09.03.2018 | 11.4181
12.03.2018 | 11.3769
13.03.2018 | 11.7061
14.03.2018 | 11.4798
15.03.2018 | 11.4798
16.03.2018 | 11.4695
19.03.2018 | 11.3564
20.03.2018 | 11.8501
21.03.2018 | 12.9816
22.03.2018 | 12.6627
23.03.2018 | 12.9405
26.03.2018 | 13.3314
27.03.2018 | 14.0411
28.03.2018 | 13.3314
29.03.2018 | 13.64
02.04.2018 | 13.64
03.04.2018 | 13.6503
04.04.2018 | 13.3931
05.04.2018 | 12.9713
06.04.2018 | 13.3314
09.04.2018 | 13.6811
10.04.2018 | 13.7223
11.04.2018 | 13.7737
12.04.2018 | 13.9383
13.04.2018 | 14.2983
16.04.2018 | 14.3497
17.04.2018 | 14.0926
18.04.2018 | 14.2469
19.04.2018 | 13.8046
20.04.2018 | 13.3828
23.04.2018 | 13.2182
24.04.2018 | 13.5577
25.04.2018 | 13.5885
26.04.2018 | 13.8251
27.04.2018 | 13.8971
30.04.2018 | 13.9383
01.05.2018 | 13.7223
02.05.2018 | 13.3931
03.05.2018 | 13.2902
04.05.2018 | 13.3519
07.05.2018 | 13.9691
08.05.2018 | 13.9486
09.05.2018 | 14.36
10.05.2018 | 14.9875
11.05.2018 | 15.0184
14.05.2018 | 15.0184
15.05.2018 | 14.6995
16.05.2018 | 15.5841
17.05.2018 | 15.7076
18.05.2018 | 15.6561
21.05.2018 | 15.975
22.05.2018 | 16.3762
23.05.2018 | 16.4379
24.05.2018 | 16.7259
25.05.2018 | 16.4276
28.05.2018 | 16.7465
29.05.2018 | 16.7362
30.05.2018 | 16.263
31.05.2018 | 15.3064
01.06.2018 | 15.6973
04.06.2018 | 16.5613
05.06.2018 | 16.191
06.06.2018 | 16.3556
07.06.2018 | 16.4276
08.06.2018 | 16.2425
11.06.2018 | 15.903
12.06.2018 | 15.5533
13.06.2018 | 15.7178
14.06.2018 | 15.3064
15.06.2018 | 14.9155
18.06.2018 | 14.9875
19.06.2018 | 14.6172
20.06.2018 | 14.8846
21.06.2018 | 15.2035
22.06.2018 | 15.5224
25.06.2018 | 15.4401
26.06.2018 | 15.4401
27.06.2018 | 15.6767
28.06.2018 | 15.4195
29.06.2018 | 15.4093
02.07.2018 | 15.4915
03.07.2018 | 15.5224
04.07.2018 | 15.9544
05.07.2018 | 16.119
06.07.2018 | 16.1396
09.07.2018 | 16.4482
10.07.2018 | 16.4996
11.07.2018 | 16.7774
12.07.2018 | 16.5408
13.07.2018 | 16.5099
16.07.2018 | 16.3762
17.07.2018 | 16.5305
18.07.2018 | 16.8699
19.07.2018 | 17.3328
20.07.2018 | 17.5489
23.07.2018 | 17.878
24.07.2018 | 17.5797
25.07.2018 | 17.8266
26.07.2018 | 17.7752
27.07.2018 | 17.6003
30.07.2018 | 17.518
31.07.2018 | 17.878
01.08.2018 | 18.2689
02.08.2018 | 18.1146
03.08.2018 | 18.1558
06.08.2018 | 18.0529
07.08.2018 | 17.9912
08.08.2018 | 17.878
09.08.2018 | 18.0838
10.08.2018 | 18.3821
13.08.2018 | 18.5569
14.08.2018 | 18.6598
15.08.2018 | 18.5878
16.08.2018 | 18.4849
17.08.2018 | 18.6392
20.08.2018 | 18.9993
21.08.2018 | 19.8428
22.08.2018 | 20.3468
23.08.2018 | 20.9434
24.08.2018 | 21.2417
27.08.2018 | 21.8898
28.08.2018 | 21.2417
29.08.2018 | 21.6223
30.08.2018 | 21.7355
31.08.2018 | 21.6635
03.09.2018 | 20.6965
04.09.2018 | 20.7171
05.09.2018 | 20.9228
06.09.2018 | 22.0544
07.09.2018 | 23.8545
10.09.2018 | 25.9118
11.09.2018 | 24.8214
12.09.2018 | 23.5768
13.09.2018 | 19.4107
14.09.2018 | 20.5114
17.09.2018 | 21.4989
18.09.2018 | 20.7685
19.09.2018 | 22.0441
20.09.2018 | 22.6098
21.09.2018 | 22.7127
24.09.2018 | 23.0727
25.09.2018 | 21.8589
26.09.2018 | 20.82
27.09.2018 | 21.4269
28.09.2018 | 21.8178
01.10.2018 | 21.9824
02.10.2018 | 21.5812
03.10.2018 | 21.7869
04.10.2018 | 21.9515
05.10.2018 | 22.795
08.10.2018 | 22.5687
09.10.2018 | 21.3857
10.10.2018 | 20.0176
11.10.2018 | 20.4394
12.10.2018 | 20.9537
15.10.2018 | 19.1124
16.10.2018 | 19.8428
17.10.2018 | 19.8222
18.10.2018 | 20.3056
19.10.2018 | 20.2748
22.10.2018 | 19.5444
23.10.2018 | 19.781
24.10.2018 | 20.1719
25.10.2018 | 19.6267
26.10.2018 | 18.8038
29.10.2018 | 17.158
30.10.2018 | 16.4791
31.10.2018 | 16.8288
01.11.2018 | 16.0676
02.11.2018 | 17.5694
05.11.2018 | 17.7237
06.11.2018 | 18.0735
07.11.2018 | 19.1536
08.11.2018 | 20.1205
09.11.2018 | 20.0588
12.11.2018 | 21.0874
13.11.2018 | 20.7171
14.11.2018 | 20.2954
15.11.2018 | 19.5444
16.11.2018 | 19.6576
19.11.2018 | 19.4724
20.11.2018 | 20.0176
21.11.2018 | 21.0771
22.11.2018 | 21.5195
23.11.2018 | 20.7891
26.11.2018 | 20.3982
27.11.2018 | 20.1616
28.11.2018 | 19.8428
29.11.2018 | 20.5937
30.11.2018 | 21.0874
03.12.2018 | 21.2212
04.12.2018 | 21.324
05.12.2018 | 20.2336
06.12.2018 | 20.5628
07.12.2018 | 20.8714
10.12.2018 | 21.4577
11.12.2018 | 20.7377
12.12.2018 | 22.0852
13.12.2018 | 22.9596
14.12.2018 | 24.0397
17.12.2018 | 25.0477
18.12.2018 | 24.7803
19.12.2018 | 25.0786
20.12.2018 | 24.9243
21.12.2018 | 25.3563
24.12.2018 | 25.6135
26.12.2018 | 25.6135
27.12.2018 | 25.4386
28.12.2018 | 25.4078
31.12.2018 | 25.4386
02.01.2019 | 25.392
03.01.2019 | 23.3858
04.01.2019 | 23.8519
07.01.2019 | 22.3827
08.01.2019 | 22.9805
09.01.2019 | 22.1598
10.01.2019 | 22.2408
11.01.2019 | 22.8994
14.01.2019 | 22.7069
15.01.2019 | 22.788
16.01.2019 | 23.558
17.01.2019 | 23.8215
18.01.2019 | 25.0171
21.01.2019 | 24.622
22.01.2019 | 25.3616
23.01.2019 | 24.8753
24.01.2019 | 24.2167
25.01.2019 | 24.0951
28.01.2019 | 22.9197
29.01.2019 | 23.5479
30.01.2019 | 23.2135
31.01.2019 | 22.4536
01.02.2019 | 22.1395
04.02.2019 | 23.2237
05.02.2019 | 23.3351
06.02.2019 | 23.8721
07.02.2019 | 23.6492
08.02.2019 | 22.5347
11.02.2019 | 22.5651
12.02.2019 | 20.8527
13.02.2019 | 21.106
14.02.2019 | 19.9407
15.02.2019 | 20.5791
18.02.2019 | 20.1637
19.02.2019 | 20.3663
20.02.2019 | 20.6399
21.02.2019 | 18.9579
22.02.2019 | 19.0997
25.02.2019 | 19.4037
26.02.2019 | 19.8192
27.02.2019 | 21.4505
28.02.2019 | 21.876
01.03.2019 | 22.4739
04.03.2019 | 23.3351
05.03.2019 | 23.1325
06.03.2019 | 22.332
07.03.2019 | 23.477
08.03.2019 | 23.2135
11.03.2019 | 22.4739
12.03.2019 | 22.5144
13.03.2019 | 22.4637
14.03.2019 | 22.9298
15.03.2019 | 22.6562
18.03.2019 | 21.9976
19.03.2019 | 21.2884
20.03.2019 | 21.8153
21.03.2019 | 21.106
22.03.2019 | 20.8324
25.03.2019 | 21.1161
26.03.2019 | 21.7241
27.03.2019 | 22.0382
28.03.2019 | 22.4536
29.03.2019 | 21.7241
01.04.2019 | 22.1091
02.04.2019 | 22.2206
03.04.2019 | 23.3959
04.04.2019 | 24.6929
05.04.2019 | 24.855
08.04.2019 | 24.5713
09.04.2019 | 25.7973
10.04.2019 | 26.3951
11.04.2019 | 27.6009
12.04.2019 | 26.8511
15.04.2019 | 27.0841
16.04.2019 | 27.2767
17.04.2019 | 27.7428
18.04.2019 | 27.1652
22.04.2019 | 27.1652
23.04.2019 | 27.8137
24.04.2019 | 27.6921
25.04.2019 | 27.5705
26.04.2019 | 26.1216
29.04.2019 | 26.6586
30.04.2019 | 26.5471
01.05.2019 | 26.0304
02.05.2019 | 24.9462
03.05.2019 | 25.4528
06.05.2019 | 25.5845
07.05.2019 | 26.6687
08.05.2019 | 27.1753
09.05.2019 | 26.77
10.05.2019 | 25.8784
13.05.2019 | 25.2806
14.05.2019 | 26.152
15.05.2019 | 26.233
16.05.2019 | 25.8277
17.05.2019 | 25.2502
20.05.2019 | 25.4629
21.05.2019 | 25.6555
22.05.2019 | 26.6484
23.05.2019 | 26.3343
24.05.2019 | 25.7365
27.05.2019 | 25.848
28.05.2019 | 25.7365
29.05.2019 | 25.7872
30.05.2019 | 25.5541
31.05.2019 | 24.7131
03.06.2019 | 23.9836
04.06.2019 | 24.8145
05.06.2019 | 24.5004
06.06.2019 | 24.2268
07.06.2019 | 24.7638
10.06.2019 | 25.4629
11.06.2019 | 25.24
12.06.2019 | 25.0779
13.06.2019 | 25.2299
14.06.2019 | 25.3211
17.06.2019 | 25.2907
18.06.2019 | 25.3819
19.06.2019 | 25.2198
20.06.2019 | 25.3616
21.06.2019 | 25.5744
24.06.2019 | 26.6991
25.06.2019 | 26.7396
26.06.2019 | 27.7326
27.06.2019 | 27.226
28.06.2019 | 26.6079
01.07.2019 | 27.2463
02.07.2019 | 27.0436
03.07.2019 | 26.8308
04.07.2019 | 26.3242
05.07.2019 | 26.6991
08.07.2019 | 27.1348
09.07.2019 | 26.8815
10.07.2019 | 28.5331
11.07.2019 | 28.6344
12.07.2019 | 29.141
15.07.2019 | 29.4045
16.07.2019 | 28.8168
17.07.2019 | 28.8067
18.07.2019 | 28.1075
19.07.2019 | 29.2322
22.07.2019 | 29.3437
23.07.2019 | 30.1746
24.07.2019 | 29.5463
25.07.2019 | 29.3741
26.07.2019 | 28.6344
29.07.2019 | 28.7661
30.07.2019 | 28.2392
31.07.2019 | 28.3203
01.08.2019 | 29.8098
02.08.2019 | 29.6173
05.08.2019 | 29.0498
06.08.2019 | 28.756
07.08.2019 | 28.6243
08.08.2019 | 28.8877
09.08.2019 | 28.4723
12.08.2019 | 27.0335
13.08.2019 | 27.4388
14.08.2019 | 27.2463
15.08.2019 | 26.3141
16.08.2019 | 26.2938
19.08.2019 | 26.9018
20.08.2019 | 26.5877
21.08.2019 | 26.3546
22.08.2019 | 25.9898
23.08.2019 | 25.4123
26.08.2019 | 26.1621
27.08.2019 | 25.7365
28.08.2019 | 26.3445
29.08.2019 | 26.8004
30.08.2019 | 26.6586
02.09.2019 | 25.5136
03.09.2019 | 25.5541
04.09.2019 | 25.8581
05.09.2019 | 25.8682
06.09.2019 | 25.4123
09.09.2019 | 25.3414
10.09.2019 | 27.074
11.09.2019 | 26.6181
12.09.2019 | 26.7802
13.09.2019 | 26.7194
16.09.2019 | 27.378
17.09.2019 | 26.5471
18.09.2019 | 25.7771
19.09.2019 | 26.2837
20.09.2019 | 26.8612
23.09.2019 | 26.1216
24.09.2019 | 25.8581
25.09.2019 | 25.5237
26.09.2019 | 25.9594
27.09.2019 | 25.6251
30.09.2019 | 25.0475
01.10.2019 | 25.3718
02.10.2019 | 24.5105
03.10.2019 | 23.5479
04.10.2019 | 23.2439
07.10.2019 | 23.7202
08.10.2019 | 22.8285
09.10.2019 | 22.9501
10.10.2019 | 23.5682
11.10.2019 | 24.7638
14.10.2019 | 24.47
15.10.2019 | 26.0506
16.10.2019 | 26.6484
17.10.2019 | 26.4053
18.10.2019 | 26.2229
21.10.2019 | 26.2735
22.10.2019 | 26
23.10.2019 | 25.0779
24.10.2019 | 25.7771
25.10.2019 | 25.3008
28.10.2019 | 25.4528
29.10.2019 | 25.7872
30.10.2019 | 26.3445
31.10.2019 | 25.9493
01.11.2019 | 25.6251
04.11.2019 | 25.9696
05.11.2019 | 25.848
06.11.2019 | 25.1184
07.11.2019 | 25.2704
08.11.2019 | 25.1691
11.11.2019 | 25.2603
12.11.2019 | 24.4396
13.11.2019 | 24.7131
14.11.2019 | 24.2774
15.11.2019 | 24.166
18.11.2019 | 23.6999
19.11.2019 | 23.7506
20.11.2019 | 24.3484
21.11.2019 | 24.2572
22.11.2019 | 24.9057
25.11.2019 | 24.7638
26.11.2019 | 24.703
27.11.2019 | 25.4427
28.11.2019 | 25.3414
29.11.2019 | 25.5541
02.12.2019 | 24.6523
03.12.2019 | 24.318
04.12.2019 | 25.0678
05.12.2019 | 25.0171
06.12.2019 | 25.2704
09.12.2019 | 25.4629
10.12.2019 | 25.2704
11.12.2019 | 24.8043
12.12.2019 | 25.4022
13.12.2019 | 24.3382
16.12.2019 | 25.2299
17.12.2019 | 26.2938
18.12.2019 | 26.8207
19.12.2019 | 27.0943
20.12.2019 | 26.9119
23.12.2019 | 26.7802
24.12.2019 | 26.3141
26.12.2019 | 26.3141
27.12.2019 | 26.9423
30.12.2019 | 25.3008
31.12.2019 | 24.8449
02.01.2020 | 24.28
03.01.2020 | 24.9
06.01.2020 | 24.15
07.01.2020 | 24.47
08.01.2020 | 23.97
09.01.2020 | 24.58
10.01.2020 | 24.12
13.01.2020 | 24.06
14.01.2020 | 23.77
15.01.2020 | 24.43
16.01.2020 | 24.77
17.01.2020 | 25.36
20.01.2020 | 25.11
21.01.2020 | 24.85
22.01.2020 | 24.94
23.01.2020 | 24.63
24.01.2020 | 24.3
27.01.2020 | 24.52
28.01.2020 | 24.58
29.01.2020 | 23.92
30.01.2020 | 23.67
31.01.2020 | 23.82
03.02.2020 | 23.15
04.02.2020 | 23.3
05.02.2020 | 23.71
06.02.2020 | 23.5
07.02.2020 | 23.26
10.02.2020 | 23.11
11.02.2020 | 23.25
12.02.2020 | 23.83
13.02.2020 | 24.35
14.02.2020 | 24.24
17.02.2020 | 25
18.02.2020 | 25.09
19.02.2020 | 25.66
20.02.2020 | 25.59
21.02.2020 | 25.56
24.02.2020 | 24.53
25.02.2020 | 24.14
26.02.2020 | 24.22
27.02.2020 | 23.56
28.02.2020 | 23.57
02.03.2020 | 23.49
03.03.2020 | 23.33
04.03.2020 | 23.8
05.03.2020 | 23.77
06.03.2020 | 23.39
09.03.2020 | 23.25
10.03.2020 | 24.07
11.03.2020 | 23.89
12.03.2020 | 22.49
13.03.2020 | 21.89
16.03.2020 | 19.41
17.03.2020 | 18.25
18.03.2020 | 15.24
19.03.2020 | 16.31
20.03.2020 | 16.04
23.03.2020 | 15.45
24.03.2020 | 16.7
25.03.2020 | 17.41
26.03.2020 | 17.22
27.03.2020 | 16.26
30.03.2020 | 16.94
31.03.2020 | 17.56
01.04.2020 | 16.96
02.04.2020 | 17.95
03.04.2020 | 17.86
06.04.2020 | 20.3
07.04.2020 | 20.41
08.04.2020 | 21.04
09.04.2020 | 20.98
13.04.2020 | 20.98
14.04.2020 | 19.73
15.04.2020 | 19.17
16.04.2020 | 20.85
17.04.2020 | 21.61
20.04.2020 | 21.29
21.04.2020 | 19.77
22.04.2020 | 20.57
23.04.2020 | 20.94
24.04.2020 | 20.66
27.04.2020 | 20.21
28.04.2020 | 20.14
29.04.2020 | 20.12
30.04.2020 | 19.5
01.05.2020 | 18.9
04.05.2020 | 19.28
05.05.2020 | 19.02
06.05.2020 | 18.93
07.05.2020 | 19.47
08.05.2020 | 19.28
11.05.2020 | 18.99
12.05.2020 | 18.45
13.05.2020 | 18.59
14.05.2020 | 18.76
15.05.2020 | 19.09
18.05.2020 | 20.28
19.05.2020 | 19.9
20.05.2020 | 21.19
21.05.2020 | 21.12
22.05.2020 | 21.33
25.05.2020 | 21.54
26.05.2020 | 21.53
27.05.2020 | 21.26
28.05.2020 | 21.19
29.05.2020 | 21.33
01.06.2020 | 20.9
02.06.2020 | 22
03.06.2020 | 22.01
04.06.2020 | 22.14
05.06.2020 | 23.17
08.06.2020 | 22.65
09.06.2020 | 22.42
10.06.2020 | 22.85
11.06.2020 | 22.21
12.06.2020 | 21.93
15.06.2020 | 22.1
16.06.2020 | 22.72
17.06.2020 | 22.69
18.06.2020 | 24.4
19.06.2020 | 24.09
22.06.2020 | 24.46
23.06.2020 | 25.35
24.06.2020 | 25.33
25.06.2020 | 25.11
26.06.2020 | 24.66
29.06.2020 | 26.61
30.06.2020 | 26.95
01.07.2020 | 27.69
02.07.2020 | 27.35
03.07.2020 | 27.89
06.07.2020 | 29.68
07.07.2020 | 29.36
08.07.2020 | 29.29
09.07.2020 | 28.58
10.07.2020 | 28.98
13.07.2020 | 29.31
14.07.2020 | 29.6
15.07.2020 | 28.81
16.07.2020 | 26.54
17.07.2020 | 27.75
20.07.2020 | 26.1
21.07.2020 | 26.55
22.07.2020 | 26.57
23.07.2020 | 27.27
24.07.2020 | 26.31
27.07.2020 | 24.95
28.07.2020 | 25.69
29.07.2020 | 26.14
30.07.2020 | 25.5
31.07.2020 | 26.23
03.08.2020 | 26.07
04.08.2020 | 26.78
05.08.2020 | 26.73
06.08.2020 | 26.35
07.08.2020 | 26.38
10.08.2020 | 26.68
11.08.2020 | 26.16
12.08.2020 | 25.94
13.08.2020 | 25.4
14.08.2020 | 25.44
17.08.2020 | 26.26
18.08.2020 | 26.51
19.08.2020 | 26.2
20.08.2020 | 25.88
21.08.2020 | 25.63
24.08.2020 | 27.46
25.08.2020 | 28.59
26.08.2020 | 28.6
27.08.2020 | 28.35
28.08.2020 | 29.5
31.08.2020 | 28.64
01.09.2020 | 27.72
02.09.2020 | 28.21
03.09.2020 | 28.72
04.09.2020 | 27.34
07.09.2020 | 27.04
08.09.2020 | 26.78
09.09.2020 | 27.19
10.09.2020 | 28.4
11.09.2020 | 28.24
14.09.2020 | 30.44
15.09.2020 | 29.76
16.09.2020 | 29.96
17.09.2020 | 28.41
18.09.2020 | 27.97
21.09.2020 | 26.38
22.09.2020 | 27.83
23.09.2020 | 26.48
24.09.2020 | 26.77
25.09.2020 | 26.15
28.09.2020 | 27.71
29.09.2020 | 26.79
30.09.2020 | 26.93
01.10.2020 | 26.51
02.10.2020 | 27.03
05.10.2020 | 26.94
06.10.2020 | 26.79
07.10.2020 | 26.9
08.10.2020 | 26.34
09.10.2020 | 25.71
12.10.2020 | 25.87
13.10.2020 | 25.22
14.10.2020 | 25.75
15.10.2020 | 24.96
16.10.2020 | 24.89
19.10.2020 | 24.98
20.10.2020 | 24.41
21.10.2020 | 23.56
22.10.2020 | 24.18
23.10.2020 | 25.49
26.10.2020 | 23.85
27.10.2020 | 24.07
28.10.2020 | 23.03
29.10.2020 | 23.67
30.10.2020 | 23.71
02.11.2020 | 23.67
03.11.2020 | 24.39
04.11.2020 | 25.11
05.11.2020 | 25.98
06.11.2020 | 25.42
09.11.2020 | 26.55
10.11.2020 | 26.23
11.11.2020 | 26.13
12.11.2020 | 25.92
13.11.2020 | 26.28
16.11.2020 | 27.39
17.11.2020 | 26.64
18.11.2020 | 27.19
19.11.2020 | 26.35
20.11.2020 | 26.74
23.11.2020 | 27.25
24.11.2020 | 27.63
25.11.2020 | 27.62
26.11.2020 | 28.1
27.11.2020 | 28.13
30.11.2020 | 29.14
01.12.2020 | 28.86
02.12.2020 | 29.55
03.12.2020 | 29
04.12.2020 | 30.11
07.12.2020 | 29.62
08.12.2020 | 29.57
09.12.2020 | 29.7
10.12.2020 | 30.9
11.12.2020 | 30.52
14.12.2020 | 30.86
15.12.2020 | 32.05
16.12.2020 | 31.66
17.12.2020 | 31.83
18.12.2020 | 30.96
21.12.2020 | 30.77
22.12.2020 | 31.03
23.12.2020 | 31.79
24.12.2020 | 32.06
28.12.2020 | 33.29
29.12.2020 | 32.89
30.12.2020 | 32.08
31.12.2020 | 32.59

## CO2 Store
Name/explanation | Sites and potentials of CO2 storage locations
Unit | Mt
Purpose of data | Input to model calibration and sensitivity analysis
Assumptions/processing
Data availability | Public use
Sources | [1] | https://www.sintef.no/globalassets/sintef-energi/nordiccs/d-6.1.1205-2-co2-storage-potential-in-the-nordic-region_web.pdf/
| [2] | https://www.bgr.bund.de/EN/Themen/Nutzung_tieferer_Untergrund_CO2Speicherung/CO2Speicherung/FAQ/faq_inhalt_en.html?nn=7981658#:~:text=The%20storage%20capacity%20of%20depleted,75%20Gt%20(billion%20tons).&text=Due%20to%20their%20large%20extent,be%20used%20for%20drinking%20water
| [3] | http://vana.kirj.ee/public/Estonian_Journal_of_Earth_Sciences/2009/issue_4/earth-2009-4-259-267.pdf
| [4] | https://www.researchgate.net/publication/235703593_CO2_storage_potential_of_sedimentary_basins_of_Slovakia_the_Czech_Republic_Poland_and_Baltic_States
| [5] | https://www.researchgate.net/figure/CO2-Storage-potential-of-hydrocarbon-fields-in-Poland-geological-unit-extend-after_fig2_242126865
| [6] | https://www.ivia.ee/wp-content/uploads/2021/01/Ida-Viru_CO2_kasutamise_strateegia.pdf
Name | Location | Specification | CO2 capture potential [Mt] | CCU (mt/y) | Source
Hanstholm | Denmark |  | 2800 |  | [1] Fig.3
Gassum | Denmark |  | 600 |  | [1] Fig.3
Havnsø | Denmark |  | 900 |  | [1] Fig.3
Paarup | Denmark |  | 90 |  | [1] Fig.3
Rødby | Denmakr |  | 200 |  | [1] Fig.3
Stenlille | Denmark |  | 50 |  | [1] Fig.3
Thisted | Denmark |  | 11000 |  | [1] Fig.3
Tønder | Denmark |  | 90 |  | [1] Fig.3
Vedsted | Denmark |  | 200 |  | [1] Fig.3
Voldum | Denmark |  | 300 |  | [1] Fig.3
not defined | Finland - in the Baltic Sea | Name: Mineral carbonation in ultramafic rocks CCS potential | 3000 |  | [1]
not defined | Germany | Depleted oil reservoirs | 130 |  | [2]
not defined | Germany | Depleted gas reservoirs | 2750 |  | [2]
not defined | Germany | Deep saline aquifiers | 20000 |  | [2]
Potential CO2 use in Auvere Agropark Phase I | Estonia |  | - | 0.11 | [6]
Potential CO2 utilization in the Ragn-Sells oil shale ash recovery project Phase 1 | Estonia |  | - | 0,2-0,3 | [6]
Aizpute | Latvia |  | 14 |  | [3]
Blidene | Latvia |  | 58 |  | [3]
Degole | Latvia |  | 21 |  | [3]
Dobele | Latvia |  | 56 |  | [3]
Edoble | Latvia |  | 7 |  | [3]
Kalvene | Latvia |  | 14 |  | [3]
Liepaja | Latvia |  | 6 |  | [3]
Luku-Duku | Latvia |  | 40 |  | [3]
N. Kuldiga | Latvia |  | 13 |  | [3]
N-Ligatne | Latvia |  | 23 |  | [3]
N.Blidene | Latvia |  | 74 |  | [3]
S.Kandava | Latvia |  | 44 |  | [3]
Snepele | Latvia |  | 17 |  | [3]
Usma | Latvia |  | 2 |  | [3]
Vergale | Latvia |  | 5 |  | [3]
Viesatu | Latvia |  | 10 |  | [3]
Offshore | Latvia |  | 300 |  | [4]
Onshore | West Lithuania (Vaskai and Syderiai) |  | 29 |  | [4]
Utsira and Skade | Viking Graben area,Norway | Aquifer Basin/reservoir | 15800 |  | [1]
Bryne/Sandnes southern parts | Norwegian-Danish Basin and in the Central Graben , Norway | Aquifer Basin/reservoir | 13600 |  | [1]
Sognefjord Delta east | Troll Field Area, Norway | Aquifer Basin/reservoir | 4100 |  | [1]
Stratfjord Fm. East | Between the East Shetland Platform to the west and the bounding fault zone of the Fennoscandian Shield to the east Norway | Aquifer Basin/reservoir | 3600 |  | [1]
Gassum | Norwegian-Danish Basin and in the Skagerrak, and in several areas extends almost to the Norwegian coast, where it crops out at the sea bed, Norway | Aquifer Basin/reservoir | 2900 |  | [1]
Bryne/Sandnes Farsund Basin | Fiskebank Sub-Basin and in the Egersund Sub-Basin, Norway | Aquifer Basin/reservoir | 2300 |  | [1]
Johansen and Cook | Måløy fault blocks, East Shetland Basin, northern part of the Horda Platform, Norway | Aquifer Basin/reservoir | 1800 |  | [1]
Fiskerbanke | Norwegian-Danish Basin, Norway | Aquifer Basin/reservoir | 1000 |  | [1]
Hugin East | Southern Viking Graben, north of the Jæren High, Norway | Aquifer Basin/reservoir | 100 |  | [1]
Stord Basin, Jura | Norway | Aquifer Basin/reservoir | 100 |  | [1]
Stord Basin, mound | Norway | Aquifer Basin/reservoir | 50 |  | [1]
Sognefjord delta including Troll | Norway | Hydrocarbon fields | 14000 |  | [1]
Western part of Poland, Polish Lowlands(Rotliegend and Zechstein gas fields) | Poland |  | 240.26 |  | [5]
Carpathian flysch/ Carpathian Foredeep/Carpathian front area | Poland |  | 421.25 |  | [5]
Polish Lowlands | Poland |  | 3522.2 |  | [5]
Triassic sandstone aquifer in the southwest Skåne | The southernmost part of Sweden |  | 750 |  | [1]
Jurassic sandstone aquifer in the southwest Skåne | The southernmost part of Sweden |  | 4500 |  | [1]
Cretaceous sandstone aquifer in the southwest Skåne | The southernmost part of Sweden |  | 5000 |  | [1]
Cambrian sandstone aquifers in the southeast Baltic Sea | The southeast Baltic Sea on Swedish territory |  | 4500 |  | [1]
Skagerrak Formation in the southernmost part of Kattegat | The southernmost part of Kattegat(Sweden) |  | 150 |  | [1]
Note on D29: [Threaded comment] Your version of Excel allows you to read this threaded comment; however, any edits to it will get removed if the file is opened in a newer version of Excel. Learn more: https://go.microsoft.com/fwlink/?linkid=870924 Comment: 997 / 5000 Translation results There are no suitable conditions for geological storage of CO2 in Estonia n
Note on E29: [Threaded comment] Your version of Excel allows you to read this threaded comment; however, any edits to it will get removed if the file is opened in a newer version of Excel. Learn more: https://go.microsoft.com/fwlink/?linkid=870924 Comment: Per year
Note on E30: [Threaded comment] Your version of Excel allows you to read this threaded comment; however, any edits to it will get removed if the file is opened in a newer version of Excel. Learn more: https://go.microsoft.com/fwlink/?linkid=870924 Comment: Per year

## EU ETS forecast
Name/explanation | European Union Emission Allowance price Forecast
Unit | 2020 € per ton
Purpose of data | Input to model calibration and sensitivity analysis (EU Reference Scenario projection used in BAU).
Assumptions/processing | Linear interpolation has been conducted between present price and prices notated in the sources (single years). Linear extrapolation until 2050 has been conducted from the last year presented in the sources
Data availability | Public
Source | [1] | World Energy Outlook 2020 (Stated Policies and Sustainable Development scenarios)
| [2] | Impact Assessment on Stepping up Europe’s 2030 climate ambition Investing in a climate-neutral future for the benefit of our people
| [3] | Commission guidance for reporting on GHG projections in 2021
| [4] | Thomson-Reuters
| [2] | [1] | [1] | [3] | [4]
2020 | 24.8 | 24.8 | 24.8 | 24.8 | 24.8
2021 | 27.6 | 25.048 | 30.208 | 25.6 | 28
2022 | 31.2 | 26.096 | 36.416 | 26.6 | 30
2023 | 34.8 | 27.144 | 42.624 | 27.2 | 31
2024 | 38.4 | 28.192 | 48.832 | 27.8 | 32
2025 | 42 | 29.24 | 55.04 | 28 | 35
2026 | 45.6 | 30.272 | 59.3973 | 28.4 | 41
2027 | 49.2 | 31.304 | 63.7547 | 30.8 | 51
2028 | 52.8 | 32.336 | 68.112 | 31.2 | 64
2029 | 56.4 | 33.368 | 72.4693 | 31.6 | 77
2030 | 60 | 34.4 | 76.8267 | 30 | 89
2031 | 63.6 | 35.432 | 81.184 | 32 | 82.1091
2032 | 67.2 | 36.464 | 85.5413 | 36.6 | 88.1727
2033 | 70.8 | 37.496 | 89.8987 | 38.6 | 94.2364
2034 | 74.4 | 38.528 | 94.256 | 40.6 | 100.3
2035 | 78 | 39.56 | 98.6133 | 40 | 107
2036 | 81.6 | 40.592 | 102.9707 | 42.6 | 112.4273
2037 | 85.2 | 41.624 | 107.328 | 47.6 | 118.4909
2038 | 88.8 | 42.656 | 111.6853 | 50.2 | 124.5545
2039 | 92.4 | 43.688 | 116.0427 | 52.8 | 130.6182
2040 | 96 | 44.72 | 120.4 | 53 | 137
2041 | 99.6 | 45.752 | 124.7573 | 55.4 | 142.7455
2042 | 103.2 | 46.784 | 129.1147 | 57.8 | 148.8091
2043 | 106.8 | 47.816 | 133.472 | 60.2 | 154.8727
2044 | 110.4 | 48.848 | 137.8293 | 62.6 | 160.9364
2045 | 114 | 49.88 | 142.1867 | 65 | 167
2046 | 117.6 | 50.912 | 146.544 | 68 | 173.0636
2047 | 121.2 | 51.944 | 150.9013 | 71 | 179.1273
2048 | 124.8 | 52.976 | 155.2587 | 74 | 185.1909
2049 | 128.4 | 54.008 | 159.616 | 77 | 191.2545
2050 | 132 | 55.04 | 163.9733 | 80 | 200

## FuelPrice
Name/explanation | Fuel prices for power generation technologies
Unit | €/MWh
Purpose of data | Input to model calibration and sensitivity analysis
Assumptions/processing |  | Linear interpolations, extrapolations marked with a blue colour
Data availability | Public use
Sources | [1] | Eurostat, Gas prices for non-household consumers: https://ec.europa.eu/eurostat/databrowser/view/nrg_pc_203/default/table?lang=en
| [2] | Equinor, Internal transfer price for natural gas in Norway: https://www.equinor.com/en/investors/our-dividend/internal-gas-price.html
| [3] | Fuel and energy economy in Poland https://stat.gov.pl/obszary-tematyczne/srodowisko-energia/
| [4] | Danish Utility Regulator, National Report 2019 for Denmark: https://forsyningstilsynet.dk/media/6616/national-report-2019-for-denmark.pdf
| [5] | Statistics Estonia, average cost of fuels and energy: https://andmed.stat.ee/en/stat/majandus__energeetika__energia-tarbimine-ja-tootmine__aastastatistika/KE08
| [6] | Statistics Finland, Consumer prices of Hard Coal and Natural Gas in Energy Production: http://pxnet2.stat.fi/PXWeb/pxweb/en/StatFin/StatFin__ene__ehi/statfin_ehi_pxt_002_en.px/
| [7] | Statistical Review of World Energy 2020, Northwest Europe marker price: https://www.bp.com/content/dam/bp/business-sites/en/global/corporate/pdfs/energy-economics/statistical-review/bp-stats-review-2020-full-report.pdf
| [8] | Statistics Latvia, Average prices of energy resources for final consumers: http://data1.csb.gov.lv/pxweb/en/vide/vide__energetika__ikgad/ENG190.px/table/tableViewLayout1/
| [9] | IEA, Average steam coal prices for electricity generation: https://www.iea.org/data-and-statistics/charts/average-steam-coal-prices-for-electricity-generation-in-selected-countries-1989-2019
| [10] | Statistics Finland, User prices of domestic fuels in energy production: https://pxnet2.stat.fi/PXWeb/pxweb/fi/StatFin/StatFin__ene__ehi/statfin_ehi_pxt_12gb.px/
| [11] | Statistics Lithuania, average fuel prices: https://www.vert.lt/siluma/Puslapiai/kuro-ir-perkamos-silumos-kainos/vidutine-salies-kuro-kaina-2015-m.aspx
| [12] | Statistics Sweden, Wood fuel and peat prices: https://pxexternal.energimyndigheten.se/pxweb/sv/Tr%c3%a4dbr%c3%a4nsle-%20och%20torvpriser/Tr%c3%a4dbr%c3%a4nsle-%20och%20torvpriser/EN0307_2.px/
| [13] | Heat Roadmap Europe: https://heatroadmap.eu/wp-content/uploads/2020/01/HRE4_D6.1-Future-fuel-price-review.pdf
| [14] | Erametsakeskus, Overview of the timber market in the fourth quarter of 2020(figure 6): https://www.eramets.ee/wp-content/uploads/2020/08/Puiduhinnad-2020-II-kv.pdf
| [15] | Aebiom Statistical Report, Pellet Market Overview 2017: https://epc.bioenergyeurope.org/wp-content/uploads/2017/10/FINAL-PELLET-MARKET-OVERVIEW-2017.pdf
| [16] | Energy Brainpool and WEO 2019, commodity prices: https://blog.energybrainpool.com/en/update-december-2019-eu-energy-outlook-2050/
| [17] | Ministry of the Environment(Estonia), Low Carbon Strategy unti 2050 https://www.envir.ee/sites/default/files/kpp_2050_mojudehindamine_energeetika_ja_toostus_25.05.pdf
| [18] | SKM (Finland), Scenario calculations for electricity generation until 2050: https://tem.fi/documents/1410877/2132100/S%C3%A4hk%C3%B6ntuotannon+skenaariolaskelmat+vuoteen+2050+%E2%80%93+selvitys+22.2.2019/8d83651e-9f66-07e5-4755-a2cb70585262/S%C3%A4hk%C3%B6ntuotannon+skenaariolaskelmat+vuoteen+2050+%E2%80%93+selvitys+22.2.2019.pdf
| [19] | Pöyry Management Consulting, EU 2030 climate and energy policy implementation options and Finlands own energy and climate targets realization: https://tietokayttoon.fi/documents/10616/2009122/28_EU+2030.pdf/c56de1eb-1790-49a3-ac52-762e2d34bbef?version=1.0
| [20] | Ea Energy Analyses , Analysis of biomass prices, future Danish prices for straw, wood chips and wood pellets “Final Report” - 18-06-2013: https://ens.dk/sites/ens.dk/files/Analyser/analysis_of_biomass_prices_2013.06.18_-_final_report.pdf
| [21] | European Commission. Recommended parameters for reporting on GHG projections in 2021
| [22] | Private input from Eesti Energia (according to Estonian Environmental Research Centre )
| [23] | Estonia GHG projections 2021
Historic data
|  |  | 2015 | 2016 | 2017 | 2018 | 2019 | 2020
| Natural gas | Denmark [1] | 27.16 | 21.87 | 24.9 | 28.91 | 22.79 | 16.8
| 2020 Q1 data | Estonia [1] | 26.53 | 26.46 | 21.93 | 24.54 | 27.1 | 23.6
|  | Finland [1] | 29.91 | 28.46 | 34.44 | 40.59 | 41.03 | 32.6
|  | Germany [1] | 29.91 | 28.46 | 34.44 | 40.59 | 41.03 | 24.5
|  | Latvia [1] | 29.28 | 25.4 | 27.51 | 30.77 | 28.72 | 24.5
|  | Lithuania [1] | 23.04 | 27.04 | 27.25 | 32.36 | 25.58 | 18.5
|  | Norway [2] | 14.3 | 9.16 | 11.93 | 15.63 | 12.21 | 4.58
|  | Poland [1] | 35.09 | 27.46 | 27.93 | 30.92 | 33.63 | 30.7
|  | Sweden [1] | 34.88 | 30.78 | 36.38 | 41.01 | 29.93 | 31.1
| Lignite | Poland [3] | 3.3 | 3.56 | 3.97 | 4.48 | 5.37
| Coal | Denmark [4] |  |  |  | 14.18
|  | Estonia [5] |  |  | 10 | 10.64 | 9.44
|  | Finland [6] | 9.06 | 8.28 | 12.33 | 12.29 | 10.49 | 8.56
|  | Germany [7] | 6.29 | 6.63 | 9.19 | 9.56 | 6.68
|  | Latvia [8] | 9.87 | 8.16 | 10.24 | 11.25 | 11.2
Lithuania
Norway
|  | Poland [9] | 6.57 | 5.68 | 5.81 | 6.94 | 7.59
Sweden
| Oil Shale | Estonia [5] | 6.58 | 5.76 | 5.71 | 5.74 | 6.19
| Shale oil | Estonia [5] | 27.7 | 27.99 | 32.45 | 36.37 | 35.76
| Peat | Estonia [5] | 12.1 | 12.6 | 10.4 | 12.7 | 12.2
|  | Finland [10] | 14.32 | 14 | 13.6 | 13.22 | 13.5 | 13.3
|  | Latvia [8] |  | 6.2
|  | Lithuania [11] | 36.01 | 27.23 | 27.79 | 38.06 | 33.43 | 29.02
|  | Sweden [12] | 16.8 | 16.4 | 15.7 | 16.4 | 16.5
| Wood Chips | Denmark [13] | 26.47
|  | Estonia [14] | 12.5 | 12.77 | 12.68 | 14.49 | 15.97 | 14.8
|  | Finland [10] | 22.5 | 22.02 | 21.45 | 20.87 | 21.21 | 22.13
Germany
|  | Latvia [8] | 10.57 | 9.22 | 9.12 | 12.86 | 12.66
|  | Sweden [12] | 19.29 | 19.7 | 18.85 | 18.94 | 18.66
| Wood Pellets | Denmark [13] | 35.35
Estonia
|  | Latvia [8] | 30.29 | 24.34 | 24.28 | 26.52 | 25.48
|  | Lithuania [15] |  | 33.761 | 35.011
|  | Poland [15] |  | 33.657 | 36.168
|  | Sweden [15] |  | 54.497 | 54.413
Forecast data
|  |  | 2021 | 2022 | 2023 | 2024 | 2025 | 2026 | 2027 | 2028 | 2029 | 2030 | 2031 | 2032 | 2033 | 2034 | 2035 | 2036 | 2037 | 2038 | 2039 | 2040 | 2041 | 2042 | 2043 | 2044 | 2045 | 2046 | 2047 | 2048 | 2049 | 2050
| Natural gas | EU [16] |  |  |  |  | 17.5 | 18 | 18.5 | 19 | 19.5 | 20 | 20 | 20 | 20 | 20 | 20 | 20 | 20 | 20 | 20 | 20 | 20 | 20 | 20 | 20 | 20 | 20 | 20 | 20 | 20 | 20
|  | EU [21] | 14.18 | 15.77 | 17.35 | 18.94 | 20.52 | 20.74 | 20.95 | 21.17 | 21.38 | 21.6 | 22.18 | 22.75 | 23.33 | 23.9 | 24.48 | 25.49 | 26.5 | 27.5 | 28.51 | 29.52 | 30.23 | 30.95 | 31.66 | 32.37 | 33.08 | 33.84 | 34.6 | 35.35 | 36.11 | 36.86
|  | Estonia [17] | [9 empty] | 27 | 27.2 | 27.4 | 27.6 | 27.8 | 28 | 28.2 | 28.4 | 28.6 | 28.8 | 29 | 29.3 | 29.6 | 29.9 | 30.2 | 30.5 | 30.8 | 31.1 | 31.4 | 31.7 | 32
|  | Finland [18] | 17.87 | 18.141 | 18.415 | 18.688 | 18.9 | 19.24 | 19.51 | 19.78 | 20.06 | 20.5 | 20.6 | 20.88 | 21.15 | 21.43 | 21.5 | 21.97 | 22.25 | 22.52 | 22.79 | 23.4 | 23.34 | 23.62 | 23.89 | 24.16 | 24 | 24.71 | 24.98 | 25.26 | 25.53 | 26
| Coal | EU [16] |  |  |  |  | 7.18 |  |  |  |  | 7.72 | 7.698 | 7.676 | 7.654 | 7.632 | 7.61 | 7.588 | 7.566 | 7.544 | 7.522 | 7.5 | 7.478 | 7.456 | 7.434 | 7.412 | 7.39 | 7.368 | 7.346 | 7.324 | 7.302 | 7.28
|  | EU [21] | 7.13 | 7.78 | 8.42 | 9.07 | 9.72 | 9.86 | 10.01 | 10.15 | 10.3 | 10.44 | 10.58 | 10.73 | 10.87 | 11.02 | 11.16 | 11.3 | 11.45 | 11.59 | 11.74 | 11.88 | 12.23 | 12.57 | 12.92 | 13.26 | 13.61 | 13.85 | 14.1 | 14.34 | 14.59 | 14.83
| Wood chips | Denmark [20] | 27.74 | 28.06 | 28.43 | 28.75 | 29.07 | 29.44 | 29.81 | 30.12 | 30.5 | 30.87 | 31.24 | 31.61 | 31.98 | 32.4 | 32.77 | 33.06 | 33.42 | 33.78 | 34.13 | 34.49 | 34.85 | 35.21 | 35.57 | 35.93 | 36.29 | 36.65 | 37.01 | 37.36 | 37.72 | 38.08
|  | Estonia [17] | 15.87 | 15.79 | 15.72 | 15.64 | 15.57 | 15.5 | 15.42 | 15.35 | 15.27 | 15.2 | 15.34 | 15.48 | 15.62 | 15.76 | 15.9 | 16.04 | 16.18 | 16.32 | 16.46 | 16.6 | 16.65 | 16.7 | 16.75 | 16.8 | 16.85 | 16.9 | 16.95 | 17 | 17.05 | 17.1
|  | Estonia [23] | 16.35 | 16.73 | 16.92 | 17.11 | 17.12 | 17.3 | 17.64 | 17.83 | 18.01 | 18.03 | 18.19 | 18.5 | 18.66 | 18.82 | 18.82 | 18.97 | 19.28 | 19.44 | 19.59 | 19.58 | 19.74 | 20.07 | 20.23 | 20.39 | 20.37 | 20.54 | 20.72 | 20.89 | 21.07 | 21.24
|  | Germany [13] | 32.67 | 32.37 | 32.07 | 31.77 | 31.48 | 31.18 | 30.88 | 30.58 | 30.28 | 32.97 | 33.27 | 33.57 | 33.87 | 34.17 | 34.47 | 34.76 | 35.06 | 35.36 | 35.66 | 35.96 | 36.26 | 36.56 | 36.86 | 37.16 | 37.46 | 37.75 | 38.05 | 38.35 | 38.65 | 38.95
|  | Finland [19] | 24 | 24 | 24 | 25 | 25 | 25 | 25 | 25 | 25 | 25 | 25 | 25 | 25 | 25 | 25 | 25 | 25 | 25 | 25 | 25 | 25 | 25 | 25 | 25 | 25 | 25 | 25 | 25 | 25 | 25
| Wood pellets | Denmark [20] | 39.71 | 39.97 | 40.24 | 40.5 | 40.77 | 41.08 | 41.35 | 41.61 | 41.88 | 42.2 | 42.46 | 42.72 | 42.99 | 43.31 | 43.57 | 43.84 | 44.12 | 44.39 | 44.67 | 44.95 | 45.22 | 45.5 | 45.78 | 46.05 | 46.33 | 46.61 | 46.88 | 47.16 | 47.44 | 47.72
|  | Germany [13] | 41.12 | 40.9 | 40.69 | 40.48 | 40.26 | 40.05 | 39.84 | 39.62 | 39.41 | 41.33 | 41.54 | 41.76 | 41.97 | 42.18 | 42.4 | 42.61 | 42.82 | 43.04 | 43.25 | 43.47 | 43.68 | 43.89 | 44.11 | 44.32 | 44.53 | 44.75 | 44.96 | 45.17 | 45.39 | 45.6
| Straw | Denmark [20] | 23.35 | 23.51 | 23.67 | 23.88 | 24.04 | 24.19 | 24.35 | 24.51 | 24.72 | 24.88 | 25.04 | 25.25 | 25.41 | 25.62 | 25.78 | 25.94 | 26.11 | 26.28 | 26.46 | 26.63 | 26.8 | 26.98 | 27.15 | 27.32 | 27.5 | 27.67 | 27.84 | 28.02 | 28.19 | 28.37
|  | Germany [13] | 29.45 | 29.18 | 28.91 | 28.63 | 28.36 | 28.09 | 27.82 | 27.55 | 27.28 | 29.72 | 29.99 | 30.26 | 30.53 | 30.81 | 31.08 | 31.35 | 31.62 | 31.89 | 32.16 | 32.44 | 32.71 | 32.98 | 33.25 | 33.52 | 33.79 | 34.06 | 34.34 | 34.61 | 34.88 | 35.15
| Peat | Estonia [23] | 7.66 | 7.9 | 8.06 | 8.23 | 8.34 | 8.4 | 8.49 | 8.55 | 8.62 | 8.66 | 8.68 | 8.73 | 8.75 | 8.77 | 8.77 | 8.79 | 8.83 | 8.86 | 8.88 | 8.88 | 8.9 | 8.94 | 8.96 | 8.99 | 8.99 | 9.01 | 9.03 | 9.05 | 9.07 | 9.09
|  | Estonia [22] | 6.27 | 6.41 | 6.55 | 6.68 | 6.82 | 6.88 | 6.93 | 6.98 | 7.03 | 7.09 | 7.11 | 7.12 | 7.14 | 7.16 | 7.18 | 7.19 | 7.21 | 7.23 | 7.25 | 7.26 | 7.28 | 7.3 | 7.32 | 7.34 | 7.35 | 7.37 | 7.39 | 7.41 | 7.42 | 7.44
| Fuel Oil | Estonia [23] | 21.94 | 26.74 | 29.15 | 31.55 | 31.55 | 33.95 | 36.25 | 38.66 | 41.06 | 43.56 | 43.46 | 43.26 | 43.16 | 43.06 | 43.06 | 42.96 | 42.75 | 42.65 | 42.55 | 42.55 | 42.45 | 42.25 | 42.15 | 42.05 | 42.05 | 41.95 | 41.84 | 41.74 | 41.64 | 41.54

## RE Auctions
Name/explanation | Planned renewable energy / Capacity expansion auctions
Unit | various
Purpose of data | Input to model calibration and sensitivity analysis
Assumptions/processing
Data availability | Public
Source | [1] | https://www.mkm.ee/et/tegevused-eesmargid/energeetika/taastuvenergia
| [2] | https://ec.europa.eu/energy/sites/ener/files/documents/fi_final_necp_main_en.pdf
| [3] | German Renewable Energy Act 2021 - https://www.cleanenergywire.org/factsheets/whats-new-germanys-renewable-energy-act-2021
| [4] | German Offshore wind act
| [5] | German Renewable Energy Act 2021 - For combined projects of different renewable technologies, i.e. solar PV plus onshore wind and/or biomass that help to stabilise the power system.
| [6] | https://ec.europa.eu/energy/sites/ener/files/documents/lv_final_necp_main_en.pdf
| [7] | https://enmin.lrv.lt/lt/veiklos-sritys-3/atsinaujinantys-energijos-istekliai/aukcionai/pagrindine-informacija-1
| [8] | https://www.teraz-srodowisko.pl/aktualnosci/Aukcje-OZE-2021-konsultacje-projektu-9140.html
| Region | Comment | Source | Name/Exp | Unit | 2021 | 2022 | 2023 | 2024 | 2025 | 2026 | 2027 | 2028
Denmark
| Estonia |  | [1] | RE | GWh | 450+5 |  | 650
| Finland | No auction rounds planned | [2]
| Germany |  | [3] | Onshore wind | GW | 4.5 | 2.9 | 3 | 3.1 | 3.2 | 4 | 4.8 | 5.8
| Germany |  | [4] | Offshore Wind | GW | 0.95 | 0.95 | 0.9 | 2.9 | 3.5
| Germany |  | [3] | Solar PV | GW | 2.15 | 1.95 | 2 | 2 | 2.05 | 1.95 | 1.95 | 1.95
| Germany |  | [3] | Biomass | MW | 500 | 500 | 500 | 500 | 500 | 500 | 500 | 500
| Germany |  | [5] | Innovation tenders | MW | 500 | 550 | 600 | 650 | 700 | 750 | 800 | 850
| Latvia | . Section 3.5.1. of Annex 4 of the National Energy and Climate Plan of Latvia, says the following “To assess the necessity and possibility to organize technologically neutral RES auctions for newly installed capacities ". The deadline for this task is the end of 2023. | [6]
| Lithuania |  | [7] | RE | GWh | 700 | 700
Norway
| Poland |  | [8] | Solar | MW | 1700
| Poland |  | [8] | Wind | MW | 300
| Poland |  | [8] | Biogas | MW | 30
| Poland |  | [8] | Biomass | MW | 100
| Poland |  | [8] | Hydro | MW | 30
Sweden

## Gen Cap EE
Name/explanation | Existing generation capacity assumptions for Estonian power system
Unit | MW
Purpose of data | Input to model calibration and sensitivity analysis
Assumptions/processing | Linear interpolation has been conducted between present price and prices notated in the sources (single years). Linear extrapolation until 2050 has been conducted from the last year presented in the sources
Data availability | Public use
Source | [1] |  | Elering AS: Security of Supply reports (2015-2020)
| [2] |  | Own Assessment
| [3] |  | Kurnitski, Pikas, Liginullenergiahoonete lokaalse taastuvelektri vajadus ja tasuvus
| [4] |  | Elering AS press release 26.01.2021 https://elering.ee/taastuvelekter-kattis-moodunud-aastal-neljandiku-tarbimisest
Power plant name | Generator | Location | Type | Fuel | 2014 | 2015 | 2016 | 2017 | 2018 | 2019 | 2020 | 2021 | 2022 | 2023 | 2024 | 2025 | 2026 | 2027 | 2028 | 2029 | 2030 | 2031 | 2032 | 2033 | 2034 | 2035 | 2036 | 2037 | 2038 | 2039 | 2040 | 2041 | 2042 | 2043 | 2044 | 2045 | 2046 | 2047 | 2048 | 2049 | 2050
Eesti Elektrijaam | TG1 | Ida-Virumaa | Condensing | Oil Shale | 163 | 163 | 163 | 163 | 163 | 163 | 163 | 0 | 0 | 0 | 0 | 0 | 0 | 0 | 0 | 0 | 0 | 0 | 0 | 0 | 0
Eesti Elektrijaam | TG2 | Ida-Virumaa | Condensing | Oil Shale | 163 | 163 | 163 | 163 | 163 | 163 | 163 | 0 | 0 | 0 | 0 | 0 | 0 | 0 | 0 | 0 | 0 | 0 | 0 | 0 | 0
Eesti Elektrijaam | TG3 | Ida-Virumaa | Condensing | Oil Shale | 163 | 163 | 163 | 163 | 163 | 163 | 163 | 0 | 0 | 0 | 0 | 0 | 0 | 0 | 0 | 0 | 0 | 0 | 0 | 0 | 0
Eesti Elektrijaam | TG4 | Ida-Virumaa | Condensing | Oil Shale | 163 | 163 | 163 | 163 | 163 | 163 | 163 | 0 | 0 | 0 | 0 | 0 | 0 | 0 | 0 | 0 | 0 | 0 | 0 | 0 | 0
Eesti Elektrijaam | TG5 | Ida-Virumaa | Condensing | Oil Shale | 173 | 173 | 173 | 173 | 173 | 173 | 173 | 173 | 173 | 173 | 0 | 0 | 0 | 0 | 0 | 0 | 0 | 0 | 0 | 0 | 0
Eesti Elektrijaam | TG6 | Ida-Virumaa | Condensing | Oil Shale | 173 | 173 | 173 | 173 | 173 | 173 | 173 | 173 | 173 | 173 | 0 | 0 | 0 | 0 | 0 | 0 | 0 | 0 | 0 | 0 | 0
Eesti Elektrijaam | TG7 | Ida-Virumaa | Condensing | Oil Shale | 163 | 163 | 163 | 163 | 163 | 163 | 163 | 0 | 0 | 0 | 0 | 0 | 0 | 0 | 0 | 0 | 0 | 0 | 0 | 0 | 0
Eesti Elektrijaam | TG8 | Ida-Virumaa | Condensing | Oil Shale | 194 | 194 | 194 | 194 | 194 | 194 | 194 | 194 | 194 | 194 | 194 | 194 | 194 | 194 | 194 | 194 | 194 | 0 | 0 | 0 | 0
Balti Elektrijaam | TG9 | Ida-Virumaa | Condensing | Oil Shale | 110 | 0 | 0 | 0 | 0 | 0 | 0 | 0 | 0 | 0 | 0 | 0 | 0 | 0 | 0 | 0 | 0 | 0 | 0 | 0 | 0
Balti Elektrijaam | TG11 | Ida-Virumaa | CHP | Oil Shale | 192 | 192 | 192 | 192 | 192 | 192 | 192 | 192 | 192 | 192 | 192 | 192 | 192 | 192 | 192 | 192 | 192 | 0 | 0 | 0 | 0
Balti Elektrijaam | TG12 | Ida-Virumaa | Condensing | Oil Shale | 130 | 130 | 130 | 130 | 130 | 130 | 130 | 0 | 0 | 0 | 0 | 0 | 0 | 0 | 0 | 0 | 0 | 0 | 0 | 0 | 0
Auvere Elektrijaam |  | Ida-Virumaa | Condensing | Oil Shale |  |  | 270 | 274 | 274 | 274 | 274 | 274 | 274 | 274 | 274 | 274 | 274 | 274 | 274 | 274 | 274 | 274 | 274 | 274 | 274 | 274 | 274 | 274 | 274 | 274 | 274 | 274 | 274 | 274 | 274 | 274 | 274 | 274 | 274 | 274 | 274
Iru Elektrijaam | TG1 | Harjumaa | CHP | Natural gas | 62 | 62 | 0 | 0 | 0 | 0 | 0 | 0 | 0 | 0 | 0 | 0 | 0 | 0 | 0 | 0 | 0 | 0 | 0 | 0 | 0
Iru Elektrijaam | TG2 | Harjumaa | CHP | Natural gas | 94 | 94 | 94 | 94 | 94 | 94 | 94 | 94 | 94 | 94 | 0 | 0 | 0 | 0 | 0 | 0 | 0 | 0 | 0 | 0 | 0
Iru Elektrijaam | TG3 | Harjumaa | CHP | Waste | 17 | 17 | 17 | 17 | 17 | 17 | 17 | 17 | 17 | 17 | 17 | 17 | 17 | 17 | 17 | 17 | 17 | 17 | 17 | 17 | 17
Enefit 280 |  | Ida-Virumaa | Condensing | Oil Shale | 0 | 11.25 | 6.95 | 15 | 10 | 10 | 10 | 10 | 10 | 10 | 10 | 10 | 10 | 10 | 10 | 10 | 10 | 10 | 10 | 10 | 10 | 10 | 10 | 10 | 10 | 10 | 10 | 10 | 10 | 10 | 10 | 10 | 10 | 10 | 10 | 10 | 10
Tartu Elektrijaam | Turbiin 1 | Tartumaa | CHP | Biomass | 22.1 | 22.1 | 22.1 | 22.1 | 22.1 | 22.1 | 22.1 | 22.1 | 22.1 | 22.1 | 22.1 | 22.1 | 22.1 | 22.1 | 22.1 | 22.1 | 22.1 | 22.1 | 22.1 | 22.1 | 22.1 | 22.1 | 22.1 | 22.1 | 22.1 | 22.1 | 22.1 | 22.1 | 22.1 | 22.1 | 22.1 | 22.1 | 22.1 | 22.1 | 22.1 | 22.1 | 22.1
Pärnu Elektrijaam | Turbiin 1 | Pärnumaa | CHP | Biomass | 20 | 20 | 20.5 | 20.5 | 20.5 | 20.5 | 20.5 | 20.5 | 20.5 | 20.5 | 20.5 | 20.5 | 20.5 | 20.5 | 20.5 | 20.5 | 20.5 | 20.5 | 20.5 | 20.5 | 20.5 | 20.5 | 20.5 | 20.5 | 20.5 | 20.5 | 20.5 | 20.5 | 20.5 | 20.5 | 20.5 | 20.5 | 20.5 | 20.5 | 20.5 | 20.5 | 20.5
Tallinna Elektrijaam | Turbiin 1 | Harjumaa | CHP | Biomass | 21 | 21 | 21 | 21 | 21 | 21 | 21 | 21 | 21 | 21 | 21 | 21 | 21 | 21 | 21 | 21 | 21 | 21 | 21 | 21 | 21 | 21 | 21 | 21 | 21 | 21 | 21 | 21 | 21 | 21 | 21 | 21 | 21 | 21 | 21 | 21 | 21
Horizon tselluloosi ja paberi AS |  | Harjumaa | CHP | Black Liquir | 10 | 10 | 10 | 10 | 14.4 | 14.4 | 14.4 | 14.4 | 14.4 | 14.4 | 14.4 | 14.4 | 14.4 | 14.4 | 14.4 | 14.4 | 14.4 | 14.4 | 14.4 | 14.4 | 14.4 | 14.4 | 14.4 | 14.4 | 14.4 | 14.4 | 14.4 | 14.4 | 14.4 | 14.4 | 14.4 | 14.4 | 14.4 | 14.4 | 14.4 | 14.4 | 14.4
Väo elektrijaam II |  | Harjumaa | CHP | Biomass |  |  |  | 0 | 18 | 18 | 18 | 18 | 18 | 18 | 18 | 18 | 18 | 18 | 18 | 18 | 18 | 18 | 18 | 18 | 18 | 18 | 18 | 18 | 18 | 18 | 18 | 18 | 18 | 18 | 18 | 18 | 18 | 18 | 18 | 18 | 18
Other gas CHPs |  | Tartumaa | CHP | Natural gas | 19.73 | 19.73 | 19.73 | 19.66 | 19.46 | 15.8 | 15.8 | 15.8 | 15.8 | 15.8 | 15.8 | 15.8 | 15.8 | 15.8 | 15.8 | 15.8 | 15.8 | 15.8 | 15.8 | 15.8 | 15.8 | 15.8 | 15.8 | 15.8 | 15.8 | 15.8 | 15.8 | 15.8 | 15.8 | 15.8 | 15.8 | 15.8 | 15.8 | 15.8 | 15.8 | 15.8 | 15.8
Retort gas condensing (VKG) |  | Ida-Virumaa | Condensing | Retort Gas | 9 | 33 | 36 | 37 | 32 | 32 | 32 | 32 | 32 | 32 | 32 | 32 | 32 | 32 | 32 | 32 | 32 | 32 | 32 | 32 | 32 | 0 | 0 | 0 | 0 | 0 | 0 | 0 | 0 | 0 | 0 | 0 | 0 | 0 | 0 | 0 | 0
Retort gas chp (VKG) |  | Ida-Virumaa | CHP | Retort Gas | 52 | 52 | 56 | 52 | 45 | 18 | 45 | 45 | 45 | 45 | 45 | 45 | 45 | 45 | 45 | 45 | 45 | 45 | 45 | 45 | 45 | 0 | 0 | 0 | 0 | 0 | 0 | 0 | 0 | 0 | 0 | 0 | 0 | 0 | 0 | 0 | 0
Biogas engine |  | Järvamaa | CHP | Biogas | 6.18 | 6.18 | 6.18 | 6.18 | 5.8 | 5.8 | 5.8 | 5.8 | 5.8 | 5.8 | 5.8 | 5.8 | 5.8 | 5.8 | 5.8 | 5.8 | 5.8 | 5.8 | 5.8 | 5.8 | 5.8 | 5.8 | 5.8 | 5.8 | 5.8 | 5.8 | 5.8 | 5.8 | 5.8 | 5.8 | 5.8 | 5.8 | 5.8 | 5.8 | 5.8 | 5.8 | 5.8
Waste gas |  | Harjumaa | Gas engine | Waste treatment gas | 3.28 | 3.58 | 3.58 | 2.74 | 1.8 | 1.5 | 1.5 | 1.5 | 1.5 | 1.5 | 1.5 | 1.5 | 1.5 | 1.5 | 1.5 | 1.5 | 1.5 | 1.5 | 1.5 | 1.5 | 1.5 | 1.5 | 1.5 | 1.5 | 1.5 | 1.5 | 1.5 | 1.5 | 1.5 | 1.5 | 1.5 | 1.5 | 1.5 | 1.5 | 1.5 | 1.5 | 1.5
Sillamäe SEJ | Turbiin 1 | Ida-Virumaa | CHP | Oil Shale/Biomass | 5.5 | 5.5 | 5.5 | 5.5 | 5.5 | 5.5 | 5.5 | 5.5 | 5.5 | 5.5 | 5.5 | 5.5
Sillamäe SEJ | Turbiin 2 | Ida-Virumaa | CHP | Oil Shale/Biomass | 5.5 | 5.5 | 5.5 | 5.5 | 5.5 | 5.5 | 5.5 | 5.5 | 5.5 | 5.5 | 5.5 | 5.5 | 5.5 | 5.5 | 5.5 | 5.5 | 5.5 | 5.5 | 5.5 | 5.5 | 5.5 | 5.5 | 5.5 | 5.5 | 5.5 | 5.5
Sillamäe SEJ | CHP | Ida-Virumaa | Gas Engine | maagaas | 6 | 6 | 6 | 6 | 6 | 6 | 6 | 6 | 6 | 6 | 6 | 6
Sillamäe CHP New |  | Ida-Virumaa | CHP | Biomass | [6 empty] | 7 | 7 | 7 | 7 | 7 | 7 | 7 | 7 | 7 | 7 | 7 | 7 | 7 | 7 | 7 | 7 | 7 | 7 | 7 | 7 | 7 | 7 | 7 | 7 | 7 | 7 | 7 | 7 | 7 | 7 | 7
Hydro power plants |  | Harjumaa | Hydro power | Hydropower | 7.64 | 7.88 | 7.89 | 7.89 | 7.6 | 7.3 | 8.4 | 8.4 | 8.4 | 8.4 | 8.4 | 8.4 | 8.4 | 8.4 | 8.4 | 8.4 | 8.4 | 8.4 | 8.4 | 8.4 | 8.4 | 8.4 | 8.4 | 8.4 | 8.4 | 8.4 | 8.4 | 8.4 | 8.4 | 8.4 | 8.4 | 8.4 | 8.4 | 8.4 | 8.4 | 8.4 | 8.4
Wind parks |  |  | Wind turbines | Wind power | 301.5 | 303.3 | 375.2 | 383.74 | 383.6 | 329 | 329 | 329 | 329 | 329 | 329 | 329 | 329 | 329 | 329 | 329 | 329 | 329 | 329 | 329 | 329 | 329 | 329 | 329 | 329 | 329 | 329 | 329 | 329 | 329 | 329 | 329 | 329 | 329 | 329 | 329 | 329
Solar parks |  |  | PV panels | Solar | 0.61 | 0.736 | 0.639 | 2.005 | 2.31 | 8.2 | 230 | 500 | 500 | 524.4 | 548.8 | 573.2 | 597.6 | 622 | 646.4 | 670.8 | 695.2 | 719.6 | 744 | 768.4 | 792.8 | 817.2 | 841.6 | 866 | 890.4 | 914.8 | 939.2 | 963.6 | 988 | 1012.4 | 1036.8 | 1061.2 | 1085.6 | 1110 | 1134.4 | 1158.8 | 1183.2
Other biomas CHP biomass capacity |  | Järvamaa | CHP | Biomass | 12.37 | 12.52 | 12.52 | 12.52 | 12.4 | 12.4 | 12.4 | 12.4 | 12.4 | 12.4 | 12.4 | 12.4 | 12.4 | 12.4 | 12.4 | 12.4 | 12.4 | 12.4 | 12.4 | 12.4 | 12.4 | 12.4 | 12.4 | 12.4 | 12.4 | 12.4 | 12.4 | 12.4 | 12.4 | 12.4 | 12.4 | 12.4 | 12.4 | 12.4 | 12.4 | 12.4 | 12.4
Disaggregation of wind parks | 2014 | 2015 | 2016 | 2017 | 2018 | 2019 | 2020
Harjumaa | 61.9715 | 60.9368 | 74.1238 | 92.2167 | 114.6842 | 122.3249 | 130.4746
Ida-Virumaa | 38.219 | 37.5809 | 45.7136 | 56.8718 | 70.728 | 75.4401 | 80.4662
Läänemaa | 96.6716 | 95.0575 | 115.6284 | 143.8523 | 178.9001 | 190.8191 | 203.5321
Lääne-Virumaa | 56.9864 | 56.0349 | 68.1611 | 84.7987 | 105.4588 | 112.4848 | 119.979
Pärnumaa | 32.2564 | 31.7179 | 38.5818 | 47.9993 | 59.6937 | 63.6707 | 67.9126
Saaremaa | 15.3951 | 15.1381 | 18.414 | 22.9087 | 28.4902 | 30.3883 | 32.4128

## Gen Cap All
Name/explanation | Historic installed capacity in the modelled region
Unit | MW
Purpose of data | Input to model calibration and sensitivity analysis
Assumptions/processing
Data availability | Public use
Source | [1] | ENTSO-E Transparency platform
Region | EE
Sum of value | Column Labels
Row Labels | Biomass | Fossil Brown coal/Lignite | Fossil Coal-derived gas | Fossil Gas | Fossil Hard coal | Fossil Oil | Fossil Oil shale | Fossil Peat | GenCap | Geothermal | Hydro Pumped Storage | Hydro Run-of-river and poundage | Hydro Water Reservoir | Marine | Nuclear | Other | Other renewable | Solar | Waste | Wind Offshore | Wind Onshore | Grand Total
2015 | 77 | 0 | 86 | 181 | 0 | 0 | 1698 | 0 |  | 0 | 0 | 8 | 0 | 0 | 0 | 0 | 7 | 1 | 20 | 0 | 307 | 2385
2016 | 77 | 0 | 86 | 119 | 0 | 0 | 1975 | 0 |  | 0 | 0 | 8 | 0 | 0 | 0 | 0 | 7 | 1 | 20 | 0 | 375 | 2668
2017 | 86 | 0 | 85 | 129 | 0 | 0 | 1976 | 0 |  | 0 | 0 | 8 | 0 | 0 | 0 | 0 | 6 | 1 | 20 | 0 | 384 | 2695
2018 | 102 | 0 | 85 | 119 | 0 | 0 | 1976 | 0 |  | 0 | 0 | 8 | 0 | 0 | 0 | 0 | 5 | 1 | 19 | 0 | 487 | 2802
2019 | 157 | 0 | 51 | 125 | 0 | 8 | 1970 | 0 |  | 0 | 0 | 7 | 0 | 0 | 0 | 0 | 12 | 33 | 19 | 0 | 462 | 2844
2020 | 157 | 0 | 79 | 133 | 0 | 8 | 1970 | 0 |  | 0 | 0 | 8 | 0 | 0 | 0 | 0 | 12 | 123 | 19 | 0 | 329 | 2838
Grand Total | 656 | 0 | 472 | 806 | 0 | 16 | 11565 | 0 |  | 0 | 0 | 47 | 0 | 0 | 0 | 0 | 49 | 160 | 117 | 0 | 2344 | 16232

## Demand projections
Name/explanation | Demand projections for Estonia and modelled countries
Unit | GWh
Purpose of data | Input to model calibration and sensitivity analysis
Assumptions/processing | Linear interpolation has been conducted between present price and prices notated in the sources (single years). Linear extrapolation until 2050 has been conducted from the last year presented in the sources
Data availability | Public
Source | [1] | Elering AS: Security of Supply report 2020
| [2] | Linear Extrapolation (own calculations)
| [3] | EUCO 3232.5 scenario https://ec.europa.eu/energy/sites/default/files/technical_note_on_the_euco3232_final_14062019.pdf
| [4] | Langsiktig markedsanalyse Norden og Europa 2020–2050, Stattnett
| [5] | Statistics Estonia KE07
| Note: | Total electricity demand has been calculated from EUCO3232.5 Final Electricity demand using own assumptions
| Electricity consumption for Estonia (GWh) | [17 empty] | [2]
| [1] |  | 2020 | 2021 | 2022 | 2023 | 2024 | 2025 | 2026 | 2027 | 2028 | 2029 | 2030 | 2031 | 2032 | 2033 | 2034 | 2035 | 2036 | 2037 | 2038 | 2039 | 2040 | 2041 | 2042 | 2043 | 2044 | 2045 | 2046 | 2047 | 2048 | 2049 | 2050
| Annual consumption |  | 8700 | 8900 | 9000 | 9100 | 9200 | 9200 | 9300 | 9400 | 9400 | 9400 | 9500 | 9500 | 9500 | 9500 | 9600 | 9600 | 9640 | 9674 | 9701.4 | 9731.54 | 9764.694 | 9791.1634 | 9820.2797 | 9852.3077 | 9887.5385 | 9916.2923 | 9947.9216 | 9978.7137 | 10009.1851 | 10039.9636 | 10070.806
| [5] | Põhja-Eesti | 2020: 3487.2333
|  | Lääne-Eesti | 2020: 623.4001
|  | Kesk-Eesti | 2020: 1016.4752
|  | Kirde-Eesti | 2020: 2233.7709
|  | Lõuna-Eesti | 2020: 1339.1204
Final electricity demand
EUCO3232.5
| [3] |  | 2020: 2000; 2021: 2005; 2022: 2010; 2023: 2015; 2024: 2020; 2025: 2025; 2026: 2030
| Estonia | Final electricity demand (GWh) | 2020: 5013; 2021: 6036; 2022: 6908; 2023: 7141; 2024: 7560; 2025: 8025; 2026: 7978
| Estonia | Total electricity demand (GWh) | 2020: 5772.8956; 2021: 6950.9671; 2022: 7955.1492; 2023: 8223.4685; 2024: 8705.9826; 2025: 9241.4696; 2026: 9187.3451
| Latvia | Final electricity demand (GWh) | 2020: 4478; 2021: 5734; 2022: 6210; 2023: 6606; 2024: 7234; 2025: 7734; 2026: 8118
| Latvia | Total electricity demand (GWh) | 2020: 5000.4572; 2021: 6402.9972; 2022: 6934.5331; 2023: 7376.7352; 2024: 8078.0052; 2025: 8636.3412; 2026: 9065.1433
| Lithuania | Final electricity demand (GWh) | 2020: 6199; 2021: 7978; 2022: 8339; 2023: 9676; 2024: 10386; 2025: 10572; 2026: 10467
| Lithuania | Total electricity demand (GWh) | 2020: 6934.9019; 2021: 8925.0923; 2022: 9328.9477; 2023: 10824.667; 2024: 11618.9532; 2025: 11827.0338; 2026: 11709.569
| Finland | Final electricity demand (GWh) | 2020: 75676; 2021: 80735; 2022: 83480; 2023: 78944; 2024: 80200; 2025: 84701; 2026: 87016
| Finland | Total electricity demand (GWh) | 2020: 78182.3891; 2021: 83408.9432; 2022: 86244.8576; 2023: 81558.6253; 2024: 82856.224; 2025: 87506.2971; 2026: 89897.9699
| Sweden | Final electricity demand (GWh) | 2020: 128721; 2021: 130698; 2022: 131221; 2023: 129116; 2024: 135036; 2025: 142944; 2026: 147131
| Sweden | Total electricity demand (GWh) | 2020: 139079.565; 2021: 141215.6602; 2022: 141780.7475; 2023: 139506.3519; 2024: 145902.752; 2025: 154447.1325; 2026: 158971.073
| Denmark | Final electricity demand (GWh) | 2020: 32459; 2021: 33460; 2022: 32366; 2023: 31785; 2024: 33029; 2025: 34681; 2026: 36925
| Denmark | Total electricity demand (GWh) | 2020: 35116.321; 2021: 36199.2698; 2022: 35015.7073; 2023: 34387.1426; 2024: 35732.9851; 2025: 37520.2294; 2026: 39947.939
| Poland | Final electricity demand (GWh) | 2020: 98646; 2021: 105414; 2022: 119068; 2023: 128058; 2024: 142328; 2025: 157947; 2026: 166344
| Poland | Total electricity demand (GWh) | 2020: 108424.482; 2021: 115863.3736; 2022: 130870.8536; 2023: 140752.0054; 2024: 156436.5477; 2025: 173603.8123; 2026: 182833.1817
| Germany | Final electricity demand (GWh) | 2020: 483459; 2021: 522268; 2022: 532433; 2023: 521954; 2024: 651350; 2025: 582605; 2026: 555740
| Germany | Total electricity demand (GWh) | 2020: 505215.6219; 2021: 545771.1045; 2022: 556393.5499; 2023: 545442.9739; 2024: 680662.0527; 2025: 608823.3902; 2026: 580749.4115
|  |  | 2020 | 2030 | 2040 | 2050
| Norway | Total Electricity consumption GWh | 2020: 140000; 2021: 172000; 2022: 183000; 2023: 190000

## GenCapEUCO3232.5
Name/explanation | Projected installed capacity deveoipment in the modelled region
Unit | MW
Purpose of data | Input to model calibration and sensitivity analysis
Assumptions/processing
Data availability | Public use
Source | [1] | EUCO 3232.5 scenario https://ec.europa.eu/energy/sites/default/files/technical_note_on_the_euco3232_final_14062019.pdf
Sum of value | Column Labels
Row Labels | Biomass-waste fired | Gas fired | Geothermal heat | Hydro (pumping excluded) | Hydrogen plants | Nuclear energy | Oil fired | Other renewables (tidal etc.) | Solar | Solids fired | Wind | Grand Total
2000 | 2 | 2476 | 0 | 1618 | 0 | 2880 | 852 | 0 | 0 | 2710 | 2 | 10540
Estonia | 0 | 218 | 0 | 2 | 0 | 0 | 8 | 0 | 0 | 2684 | 0 | 2912
Latvia | 2 | 522 | 0 | 1513 | 0 | 0 | 27 | 0 | 0 | 23 | 2 | 2089
Lithuania | 0 | 1736 | 0 | 103 | 0 | 2880 | 817 | 0 | 0 | 3 | 0 | 5539
2005 | 15 | 2577 | 0 | 1658 | 0 | 1440 | 816 | 0 | 0 | 2416 | 58 | 8980
Estonia | 5 | 224 | 0 | 5 | 0 | 0 | 8 | 0 | 0 | 2411 | 31 | 2684
Latvia | 10 | 572 | 0 | 1536 | 0 | 0 | 15 | 0 | 0 | 2 | 26 | 2161
Lithuania | 0 | 1781 | 0 | 117 | 0 | 1440 | 793 | 0 | 0 | 3 | 1 | 4135
2010 | 98 | 2939 | 0 | 1698 | 0 | 0 | 793 | 0 | 0 | 2451 | 271 | 8250
Estonia | 51 | 224 | 0 | 6 | 0 | 0 | 8 | 0 | 0 | 2430 | 108 | 2827
Latvia | 10 | 893 | 0 | 1576 | 0 | 0 | 15 | 0 | 0 | 21 | 30 | 2545
Lithuania | 37 | 1822 | 0 | 116 | 0 | 0 | 770 | 0 | 0 | 0 | 133 | 2878
2015 | 261 | 3452 | 0 | 1713 | 0 | 0 | 785 | 0 | 76 | 1892 | 789 | 8968
Estonia | 144 | 362 | 0 | 8 | 0 | 0 | 0 | 0 | 1 | 1871 | 303 | 2689
Latvia | 50 | 1098 | 0 | 1589 | 0 | 0 | 15 | 0 | 1 | 21 | 62 | 2836
Lithuania | 67 | 1992 | 0 | 116 | 0 | 0 | 770 | 0 | 74 | 0 | 424 | 3443
2020 | 334 | 2984 | 0 | 1713 | 0 | 0 | 215 | 0 | 80 | 1434 | 1051 | 7811
Estonia | 149 | 367 | 0 | 8 | 0 | 0 | 0 | 0 | 1 | 1413 | 336 | 2274
Latvia | 95 | 1098 | 0 | 1589 | 0 | 0 | 15 | 0 | 3 | 21 | 285 | 3106
Lithuania | 90 | 1519 | 0 | 116 | 0 | 0 | 200 | 0 | 76 | 0 | 430 | 2431
2025 | 368 | 2984 | 0 | 1717 | 0 | 0 | 63 | 0 | 110 | 1434 | 2024 | 8700
Estonia | 153 | 358 | 0 | 8 | 0 | 0 | 0 | 0 | 31 | 1413 | 384 | 2347
Latvia | 105 | 1089 | 0 | 1589 | 0 | 0 | 15 | 0 | 3 | 21 | 457 | 3279
Lithuania | 110 | 1537 | 0 | 120 | 0 | 0 | 48 | 0 | 76 | 0 | 1183 | 3074
2030 | 505 | 3053 | 0 | 1752 | 0 | 0 | 15 | 0 | 628 | 1434 | 2131 | 9518
Estonia | 159 | 358 | 0 | 15 | 0 | 0 | 0 | 0 | 297 | 1413 | 390 | 2632
Latvia | 160 | 1089 | 0 | 1589 | 0 | 0 | 15 | 0 | 3 | 21 | 531 | 3408
Lithuania | 186 | 1606 | 0 | 148 | 0 | 0 | 0 | 0 | 328 | 0 | 1210 | 3478
Grand Total | 1583 | 20465 | 0 | 11869 | 0 | 4320 | 3539 | 0 | 894 | 13771 | 6326 | 62767

## Trans Cap
Name/explanation | Existing and additional transmission capacity between the modelled regions
Unit | MW
Purpose of data | Input to model calibration and sensitivity analysis
Assumptions/processing
Data availability | Public use
Source | [1] | ENTSO-E Transparency platform
| [2] | ENTSO-E Projects list and TYNDPT 2020 results
Import region
[1] |  | EE | LV | LT | FI | SE1 | SE2 | SE3 | SE4 | NO1 | NO2 | NO3 | NO4 | NO5 | DK1 | DK2 | PL | DE
Export region | EE |  | 880 |  | 1016
| LV | 880 |  | 1050
| LT |  | 1250 | [5 empty] | 700 | [7 empty] | 500
| FI | 1016 |  |  |  | 1100 |  | 1200
| SE1 |  |  |  | 1500 |  | 3300 | [5 empty] | 600
| SE2 |  |  |  |  | 3300 |  | 7300 |  |  |  | 1000 | 300
| SE3 |  |  |  | 1200 |  | 7300 |  | 5400 | 2095 |  |  |  |  | 715
| SE4 |  |  | 700 |  |  |  | 2000 | [7 empty] | 1300 | 600 | 615
| NO1 | [6 empty] | 2145 |  |  | 2200 | 500 |  | 500
| NO2 | [8 empty] | 3500 |  |  |  | 500 | 1632
| NO3 | [5 empty] | 600 |  |  | 500 |  |  | 200 | 500
| NO4 |  |  |  |  | 700 | 250 |  |  |  |  | 1200
| NO5 | [8 empty] | 3900 | 600
| DK1 | [6 empty] | 715 |  |  | 1110 | 500 |  |  |  | 590 |  | 500
| DK2 | [7 empty] | 1700 | [5 empty] | 600 |  |  | 585
| PL |  |  | 350 |  |  |  |  | 270 | [8 empty] | 1500
| DE | [7 empty] | 600 | [5 empty] | 850 | 600 | 1500
[2]
Additions
Year | Export reg | Import reg | Added capacity
2023 | LT | PL | 490
| PL | LT | 490
2025 | FI | SE1 | 900
| SE1 | FI | 500
2023 | DE | DK1 | 500
| DK1 | DE | 500
2026 | PL | DE | 500
| DE | PL | 1500
2026 | SE4 | DE | 700
| DE | SE4 | 700
2026 | LT | PL | 700
| PL | LT | 700
2025 | EE | LV | 220
| LV | EE | 20

## Carbon content of fuels
Name/explanation | Existing and additional transmission capacity between the modelled regions
Unit | kg CO2/TJ
Purpose of data | Input to model calibration and sensitivity analysis
Assumptions/processing
Data availability | Public use
Source | [1] | IPCC: Carbon dioxide capture and storage: Annex 1 Properties of CO2 and carbon-based fuels
| [2] | Estonia. 2020 National Inventory Report (NIR) ¦ UNFCCC
Natural gas | 55.257
Coal bituminous | 87.3
Coal anthracite | 96.8
Lignite | 91.6
Peat | 105.97
Wood | 78.4
Oil Shale | 98.78
Wood | 110

## PP Tech param
Name/explanation | Power plant technical and economical parameters. Efficiencies represent useful energy output to grid (so taking own use into account).
Unit | Various
Purpose of data | Input to modelling
Data availability | Public use
Sources
Generation technology data | [1] | Energinet.dk Technology data for Generation of Electricity and District heat
Storage technology data | [2] | Energinet.dk Technology data for Energy Storage
Technology TRL | [3] | IEA Energy Technology Perspectives 2020 - Clean Energy Technology Guide
Nuclear PP data | [4] | Trinomics analysis
Fuel shares for Estonian oil shale PPs | [5] | Eesti Energia (andres Tropp) via e-mail
Conventional
Category / Name | Comment | TRL | Fuel | Year | Efficiency (electrical) | Investment cost [MEUR/MW] | Variable operation cost €/MWh | Fixed operational cost k€/MW | Ramping rate | Availability factor | CV-value (CHP) | CB-value (CHP) | Lifetime | MWh/MW Input | MWh/MW Output
Wind turbine | Onshore Large scale | 9-10 | Wind | 2020 | 1 | 1.1838 | 1.5855 | 14.798 |  | 0.97 |  |  | 27
Wind turbine | Onshore Large scale |  | Wind | 2030 | 1 | 1.0993 | 1.4269 | 13.3182 |  | 0.98 |  |  | 30
Wind turbine | Onshore Large scale |  | Wind | 2040 | 1 | 1.0359 | 1.3107 | 12.2527 |  | 0.98 |  |  | 30
Wind turbine | Onshore Large scale | 9 | Wind | 2050 | 1 | 1.0147 | 1.2895 | 11.9864 |  | 0.98 |  |  | 30
Wind turbine | Offshore Large scale |  | Wind | 2020 | 1 | 2.2514 | 3.171 | 42.28 |  | 0.97 |  |  | 27
Wind turbine | Offshore Large scale |  | Wind | 2030 | 1 | 2.04 | 2.8539 | 38.052 |  | 0.97 |  |  | 30
Wind turbine | Offshore Large scale |  | Wind | 2040 | 1 | 1.9132 | 2.6425 | 35.0924 |  | 0.97 |  |  | 30
Wind turbine | Offshore Large scale |  | Wind | 2050 | 1 | 1.8815 | 2.5368 | 34.2468 |  | 0.98 |  |  | 30
Wind turbine | Near-offshore Large-scale | 9 | Wind | 2020 | 1 | 1.8497 | 3.8792 | 38.052 |  | 0.97 |  |  | 27
Wind turbine | Near-offshore Large-scale |  | Wind | 2030 | 1 | 1.7546 | 3.171 | 36.1494 |  | 0.97 |  |  | 30
Wind turbine | Near-offshore Large-scale |  | Wind | 2040 | 1 | 1.6912 | 2.5368 | 34.7753 |  | 0.98 |  |  | 30
Wind turbine | Near-offshore Large-scale |  | Wind | 2050 | 1 | 1.6701 | 2.4311 | 34.3525 |  | 0.98 |  |  | 30
Solar | PV Large scale | 9-10 | Sun | 2020 | 1 | 0.44394 | 0 | 7.399 |  |  |  |  | 35
Solar | PV Large scale |  | Sun | 2030 | 1 | 0.3171 | 0 | 6.1306 |  |  |  |  | 40
Solar | PV Large scale |  | Sun | 2040 | 1 | 0.27482 | 0 | 5.6021 |  |  |  |  | 40
Solar | PV Large scale |  | Sun | 2050 | 1 | 0.25368 | 0 | 5.285 |  |  |  |  | 40
NG turbine | Open cycle, condensing, Large |  | Natural gas | 2020 | 0.4 | 0.47988 | 4.7565 | 8.5617 |  | 0.986 |  |  | 25
NG turbine | Open cycle, condensing, Large |  | Natural gas | 2030 | 0.41 | 0.45979 | 4.7565 | 8.1917 |  | 0.986 |  |  | 25
NG turbine | Open cycle, condensing, Large |  | Natural gas | 2050 | 0.43 | 0.43548 | 4.7565 | 7.8218 |  | 0.986 |  |  | 25
NG turbine | Simple cycle, backpressure |  | Natural gas | 2020 | 0.4 | 0.62363 | 4.6508 | 20.6115 |  | 0.92 |  | 0.96 | 25
NG turbine | Simple cycle, backpressure |  | Natural gas | 2030 | 0.41 | 0.59192 | 4.4394 | 19.6602 |  | 0.92 |  | 1 | 25
NG turbine | Simple cycle, backpressure |  | Natural gas | 2050 | 0.43 | 0.54964 | 4.228 | 19.026 |  | 0.93 |  | 1 | 25
NG engine | CHP |  | Natural gas | 2020 | 0.47 | 1.0041 | 5.7078 | 10.3057 |  | 0.955 |  | 0.95 | 25
NG engine | CHP |  | Natural gas | 2030 | 0.48 | 0.9513 | 5.3907 | 9.8301 |  | 0.955 |  | 0.99 | 25
NG engine | CHP |  | Natural gas | 2050 | 0.5 | 0.89845 | 5.1793 | 8.9845 |  | 0.955 |  | 1.04 | 25
NG engine | Condensing |  | Natural gas | 2020 | 0.46 | 0.52321 | 6.342 | 6.8705 |  | 0.99 |  |  | 25
NG engine | Condensing |  | Natural gas | 2030 | 0.48 | 0.50102 | 6.342 | 6.6062 |  | 0.99 |  |  | 25
NG engine | Condensing |  | Natural gas | 2050 | 0.48 | 0.47459 | 6.342 | 6.342 |  | 0.99 |  |  | 25
NG Turbine | CC, extraction |  | Natural gas | 2020 | 0.56 | 0.93016 | 4.6508 | 30.9701 |  | 0.93 | 0.15 | 1.8 | 25
NG Turbine | CC, extraction |  | Natural gas | 2030 | 0.58 | 0.87731 | 4.4394 | 29.3846 |  | 0.93 | 0.15 | 2 | 25
NG Turbine | CC, extraction |  | Natural gas | 2050 | 0.6 | 0.8456 | 4.228 | 27.482 |  | 0.94 | 0.15 | 2.2 | 25
NG Turbine | CC, backpressure |  | Natural gas | 2020 | 0.51 | 1.3741 | 4.6508 | 30.9701 |  | 0.93 |  | 1.3 | 25
NG Turbine | CC, backpressure |  | Natural gas | 2030 | 0.53 | 1.2684 | 4.4394 | 29.3846 |  | 0.93 |  | 1.4 | 25
NG Turbine | CC, backpressure |  | Natural gas | 2050 | 0.55 | 1.1627 | 4.228 | 27.482 |  | 0.93 |  | 1.55 | 25
Wood chip CHP | Large, Backpressure |  | Wood Chips | 2020 | 0.269 | 3.6995 | 4.8622 | 30.4416 |  | 0.91 | 1 | 0.35 | 25
Wood chip CHP | Large, Backpressure |  | Wood Chips | 2030 | 0.27 | 3.4881 | 4.8622 | 28.8561 |  | 0.91 | 1 | 0.35 | 25
Wood chip CHP | Large, Backpressure |  | Wood Chips | 2050 | 0.279 | 3.3824 | 4.8622 | 26.5307 |  | 0.91 | 1 | 0.35 | 25
Nuclear III/III+ gen | Typical size 1000-1750 MW | 11 | Nuclear | 2020 |  | 6.4054 | 8.7203 | 139.3073 | 2,5% /min | 0.92 |  |  | 40
Nuclear IV gen | Typical size 27-345 MW | 8 | Nuclear | 2020 |  | 4.7882 | 0 | 0 |  | 0.9 |  |  | 40
CONVENTIONAL EXISTING |  |  |  |  | Efficiency (electrical) | Investment cost | Variable operation cost €/MWh | Fixed operational cost k€/MW | Ramping rate | Availability factor
Biomass-waste fired |  |  |  |  | 0.31 | 2.095 | 3.96 | 63.4 |  | 0.98
Fossil Brown coal/Lignite |  |  |  |  | 0.4 |  | 3.9 | 43.86 |  | 0.98
Fossil Coal-derived gas |  |  |  |  | 0.44 | 1.87 | 2.31 | 43.86 |  | 0.97
Fossil Gas (existing capacity) |  |  |  |  | 0.59 |  | 1.99 | 15.9 |  | 0.98
Fossil Hard coal |  |  |  |  | 0.38 |  | 3.32 | 43.86 |  | 0.95
Fossil Oil |  |  |  |  | 0.41 |  | 1.5 | 12.96 |  | 0.95
Fossil Peat |  |  |  |  | 0.4 |  | 3.9 | 43.86 |  | 0.95
Geothermal | [5 empty] | 3.2 | 0.32 | 80.5 |  | 0.98
Hydro Pumped Storage |  |  |  |  | 0.8 | 1.535 | 0 | 30.7 |  | 0.99
Hydro Run-of-river and poundage | [5 empty] | 2.9 | 0 | 41.13
Hydro Water Reservoir | [6 empty] | 2 | 10
Nuclear (existing capacity) | [6 empty] | 8.25 | 131.795
Nuclear (projected in Reference Scenario 2020) | [6 empty] | 6.45 | 107.096 |  | 0.92
Waste |  |  |  |  | 0.22 |  | 3.96 | 63.4 |  | 0.98
Other (ENTSO-E) | In other countries |  |  |  | 0.47 |  | 5.4 | 9.75 |  | 0.93
Other (ENTSO-E) | in Finland - 167 MW |  |  |  | 0.4 |  | 2.31 | 43.86 |  | 0.93
Other (ENTSO-E) | in Finland - 125 MW |  |  |  | 0.47 |  | 5.4 | 9.75 |  | 0.93
Other-RE (ENTSO-E) | landfill gas/sewage treatment gas |  |  |  | 0.38 |  | 2.6 | 139.8 |  | 0.95
HYDROGEN GENERATION
SOEC |  | 6-7 | Electricity | 2020 | 0.76 | 2.3254 | 0 | 69.762 |  |  |  |  | 20
SOEC |  |  | Electricity | 2030 | 0.79 | 0.6342 | 0 | 19.026 |  |  |  |  | 20
SOEC |  |  | Electricity | 2050 | 0.79 | 0.4228 | 0 | 12.684 |  |  |  |  | 20
PEMEC |  | 8 | Electricity | 2020 | 0.58 | 1.1627 | 0 | 58.135 |  |  |  |  | 15
PEMEC |  |  | Electricity | 2030 | 0.62 | 0.6342 | 0 | 31.71 |  |  |  |  | 15
PEMEC |  |  | Electricity | 2050 | 0.67 | 0.4228 | 0 | 21.14 |  |  |  |  | 15
AEC |  | 9 | Electricity | 2020 | 0.635 | 0.6342 | 0 | 26.425 |  |  |  |  | 25
AEC |  |  | Electricity | 2030 | 0.659 | 0.58135 | 0 | 26.425 |  |  |  |  | 25
AEC |  |  | Electricity | 2050 | 0.692 | 0.5285 | 0 | 26.425 |  |  |  |  | 25
STORAGES | [5 empty] | Investment cost
|  | TRL | Fuel | Year | Efficiency (cycle) | per output MW (storages) | Variable operation cost €/MWh | Fixed operational cost k€/MW | Ramping rate | Availability factor |  |  | Lifetime | MWh/MW Input | MWh/MW Output
CAES |  | 8 | Electric | 2020 | 0.6 | 6.8705 | 2.6002 | 2.6002 |  | 0.85 |  |  | 40 | 50 | 10
CAES |  |  | Electric | 2030 | 0.7 | 10.57 | 2.6002 | 2.6002 |  | 0.85 |  |  | 40 | 50 | 10
CAES |  |  | Electric | 2050 | 0.72 | 8.456 | 2.6002 | 2.6002 |  | 0.85 |  |  | 40 | 50 | 10
LiIon Battery |  | 9 | Electric | 2020 | 0.91 | 3.3042 | 2.114 | 0.57078 |  | 0.992 |  |  | 20 | 2 | 0.33
LiIon Battery |  |  | Electric | 2030 | 0.92 | 1.9724 | 1.9026 | 0.57078 |  | 0.992 |  |  | 25 | 2 | 0.33
LiIon Battery |  |  | Electric | 2040 | 0.92 | 1.2494 | 1.7969 | 0.57078 |  | 0.991 |  |  | 30 | 2 | 0.33
LiIon Battery |  |  | Electric | 2050 | 0.92 | 0.80861 | 1.6912 | 0.57078 |  | 0.991 |  |  | 30 | 2 | 0.33
Vanadium Redox Flow Battery |  | 8 | Electric | 2020 | 0.78 | 2.5368 | 0.9513 | 50.736 |  | 0.995 |  |  | 20 | 4 | 4
Vanadium Redox Flow Battery |  |  | Electric | 2030 | 0.78 | 1.4798 | 0.9513 | 22.197 |  | 0.995 |  |  | 20 | 4 | 4
Vanadium Redox Flow Battery |  |  | Electric | 2050 | 0.78 | 1.4058 | 0.9513 | 21.0871 |  | 0.995 |  |  | 20 | 4 | 4
NA-S battery |  |  | Electric | 2020 | 0.83 | 2.3254 | 1.9026 | 34.881 |  | 1 |  |  | 19 | 6 | 6
NA-S battery |  |  | Electric | 2030 | 0.85 | 1.4587 | 1.9026 | 21.8799 |  | 1 |  |  | 24 | 6 | 6
NA-S battery |  |  | Electric | 2050 | 0.85 | 1.2684 | 1.9026 | 19.026 |  | 1 |  |  | 24 | 6 | 6
NaNiCl2 Battery |  |  | Electric | 2020 | 0.87 | 1.5326 | 0.6342 | 22.9897 | [5 empty] | 9.2 | 3.46
NaNiCl2 Battery |  |  | Electric | 2030 | 0.87 | 0.9513 | 0.6342 | 14.2695 | [5 empty] | 9.2 | 3.46
NaNiCl2 Battery |  |  | Electric | 2050 | 0.87 | 0.8456 | 0.6342 | 12.684 | [5 empty] | 9.2 | 3.46
Paldiski PHS | Pumped-Hydro-Storage | 11 | Electric | 2029 | 0.8 | 1.057 | [7 empty] | 12 | 12
ESTONIAN
|  |  | Fuel | Year | Efficiency | per output MW (storages) | Variable operation cost €/MWh | Fixed operational cost k€/MW | Ramping rate | Availability factor |  |  | Lifetime | MWh/MW Input | MWh/MW Output
Eesti Elektrijaam - TG1 | Condensing |  | Oil Shale |  | 0.29 |  | 4.228 | 34.881
Eesti Elektrijaam - TG2 | Condensing |  | Oil Shale |  | 0.29 |  | 4.228 | 34.881
Eesti Elektrijaam - TG3 | Condensing |  | Oil Shale |  | 0.29 |  | 4.228 | 34.881
Eesti Elektrijaam - TG4 | Condensing |  | Oil Shale |  | 0.29 |  | 4.228 | 34.881
Eesti Elektrijaam - TG5 | Condensing |  | Oil Shale |  | 0.29 |  | 4.228 | 34.881
Eesti Elektrijaam - TG6 | Condensing |  | Oil Shale |  | 0.29 |  | 4.228 | 34.881
Eesti Elektrijaam - TG7 | Condensing |  | Oil Shale |  | 0.29 |  | 4.228 | 34.881
Eesti Elektrijaam - TG8 | Condensing |  | Oil Shale |  | 0.33 |  | 4.228 | 31.71
Balti Elektrijaam - TG9 | Condensing |  | Oil Shale |  | 0.29 |  | 4.228 | 34.881
Balti Elektrijaam - TG11 | Extraction turbine |  | Oil Shale |  | 0.33 |  | 4.228 | 34.881
Balti Elektrijaam - TG12 | Condensing |  | Oil Shale |  | 0.29 |  | 4.228 | 31.71
Auvere Elektrijaam - | Condensing |  | Oil Shale |  | 0.4 |  | 2.114 | 31.71
Iru Elektrijaam - TG2 | Backpressure turbine |  | Natural gas |  | 0.29 |  | 0.4228 | 12.684
Iru Elektrijaam - TG3 | Backpressure turbine |  | Waste |  | 0.3 |  | 0.4228 | 22.197
Enefit 280 - | Process leftover steam |  | Oil Shale |  | 1 |  | 0 | 0
Tartu Elektrijaam - Turbiin 1 | Backpressure turbine |  | Biomass |  | 0.92 |  | 0.34881 | 50.736
Pärnu Elektrijaam - Turbiin 1 | Backpressure turbine |  | Biomass |  | 0.92 |  | 0.34881 | 50.736
Tallinna Elektrijaam - Turbiin 1 | Backpressure turbine |  | Biomass |  | 0.92 |  | 0.4228 | 50.736
Horizon tselluloosi ja paberi AS - | CHP |  | Black Liquir |  | 0.92 |  | 0.3171 | 50.736
Väo elektrijaam II - | Backpressure turbine |  | Biomass |  | 0.92 |  | 0.3171 | 50.736
Other gas CHPs - | CHP |  | Natural gas |  | 0.41 |  | 4.7565 | 21.14 |  | 0.91
Retort gas condensing (VKG) - | Condensing |  | Retort has |  | 0.41 |  | 4.7565 | 21.14 |  | 0.91
Retort gas chp (VKG) - | Extraction turbine turbine |  | Retort has |  | 0.41 |  | 4.7565 | 21.14 |  | 0.91
Biogas engine - | CHP |  | Biogas |  | 0.4 |  | 8.456 | 10.57
Waste gas - | Gas engine |  | Waste treatment gas |  | 0.44 |  | 5.7078 | 10.57 |  | 0.95
Sillamäe SEJ - Turbiin 1 | Backpressure turbine |  | Oil Shale/Biomass |  | 0.92 |  | 0.3171 | 50.736
Sillamäe SEJ - Turbiin 2 | Backpressure turbine |  | Oil Shale/Biomass |  | 0.92 |  | 0.3171 | 50.736
Sillamäe SEJ - CHP | Gas Engine |  | Natural gas |  | 0.44 |  | 5.7078 | 10.57 |  | 0.95
Sillamäe CHP New - | CHP |  | Biomass |  | 0.92 |  | 0.3171 | 50.736
Hydro power plants - | Hydro power |  | Hydropower |  |  |  | 0 | 0
Wind parks - | Wind turbines |  | Wind power |  |  |  | 1.5855 | 27.0592 |  | 0.967
Solar parks - | PV panels |  | Solar |  |  |  | 0 | 13.5296 |  | 1
Other biomas CHP biomass capacity - | CHP |  | Biomass |  | 0.92 |  | 0.3171 | 50.736 |  |  | 1 | 0.38
[5]
Fuel shares of oil shale PPs (2020) |  | Maximum share, %
Eesti Elektrijaam - TG8 | Oil Shale | 100
| Biomass | 50
| Retort gas | 31.5
Balti Elektrijaam - TG11 | Oil Shale | 100
| Biomass | 50
Retort gas
Auvere Elektrijaam - | Oil Shale | 100
| Biomass | 50
| Retort gas | 35
[1]
Oil shale to CCS | Adding of CCS tehcnology
Investment cost, M€/MW | 2.15
Efficiency decrease, % | 8-10
Capture efficiency, % | 90
Fixed O&M,k€/MW/yr | 72-87
Variable O&M, €/MWh | 3,4-4,1
TRL | 7-9

## RE quality
Name/explanation | Renewable energy generators capacity factors for present and future
Unit | Full-load-hours
Purpose of data | Input to modelling
Data availability | Public use
Source | [1] | DTU Wind calculations + PECD
| [2] Solar efficiency increase | Energinet.dk Technology Data Catalogue for Electricity and district heating production ("Large Utility scale systems")
Country |  | Wind Full load hours |  |  |  | Solar Full Load Hours
Country ID | Country Name | Today | 2030 | 2040 | 2050 | Today | 2030 | 2040 | 2050
DE | Germany | 1692.1254 | 2043.6817 | 2269.7598 | 2504.1424 | 997.5 | 1102.2264 | 1113.3675 | 1125.2513
DKw | Denmark | 2144.6144 | 2732.2878 | 3158.1464 | 3575.9108 | 1047 | 1156.9233 | 1168.6173 | 1181.0908
DKe | Denmark | 2067.9206 | 2666.763 | 3140.7754 | 3588.569 | 1032 | 1140.3485 | 1151.8749 | 1164.1698
EE | Estonia | 2288.6288 | 2659.2206 | 2898.5 | 3140.0045 | 1057 | 1167.9732 | 1179.7789 | 1192.3716
FI | Finland | 2150.8603 | 2776.6835 | 3172.7406 | 3583.243 | 785 | 867.4162 | 876.1839 | 885.5361
LT | Lithuania | 2094.5598 | 2415.1933 | 2623.9792 | 2834.3681 | 1077 | 1190.073 | 1202.102 | 1214.933
LV | Latvia | 2296.2676 | 2822.0778 | 3164.8391 | 3514.4594 | 1041 | 1150.2934 | 1161.9203 | 1174.3224
NMI | Norway | 2532.3671 | 2897.589 | 3131.8752 | 3366.652 | 860 | 950.2904 | 959.8958 | 970.1415
NNO | Norway | 2963.2014 | 3388.6746 | 3651.6848 | 3906.0665 | 763 | 843.1065 | 851.6284 | 860.7185
NSY | Norway | 2421.1676 | 3126.4528 | 3569.5774 | 3973.4659 | 860 | 950.2904 | 959.8958 | 970.1415
NVE | Norway | 1880.8946 | 2215.5617 | 2435.8231 | 2660.8325 | 860 | 950.2904 | 959.8958 | 970.1415
NOS | Norway | 2731.3592 | 3341.318 | 3688.6082 | 4018.0631 | 860 | 950.2904 | 959.8958 | 970.1415
PL | Poland | 2127.7514 | 2461.6826 | 2679.9468 | 2899.8053 | 868 | 959.1303 | 968.825 | 979.166
SE1 | Sweden | 2168.9672 | 2746.6892 | 3117.3774 | 3477.8602 | 886 | 979.0201 | 988.9159 | 999.4713
SE2 | Sweden | 1957.0103 | 2524.9824 | 2908.4251 | 3295.8449 | 920 | 1016.5897 | 1026.8652 | 1037.8258
SE3 | Sweden | 2300.4286 | 2870.3191 | 3245.4486 | 3621.1212 | 950 | 1049.7394 | 1060.35 | 1071.6679
SE4 | Sweden | 2918.175 | 3522.0544 | 3899.1986 | 4255.5817 | 952 | 1051.9494 | 1062.5823 | 1073.9241
DE_off | Germany | 3421.5947 | 3843.9493 | 4084.7004 | 4310.9887
DKw_off | Denmark | 3789.4796 | 4280.4426 | 4427.7595 | 4769.5134
DKe_off | Denmark | 3681.7141 | 4330.8476 | 4610.572 | 4840.8198
EE_off | Estonia | 2535.1615 | 3043.5919 | 3652.1141 | 3920.1
FI_off | Finland | 2649.2518 | 3407.3334 | 3678.3415 | 3960.5274
LT_off | Lithuania | 3131.4022 | 3638.2733 | 3915.2207 | 4144.7327
LV_off | Latvia | 2680.7089 | 3148.2827 | 3434.1302 | 3694.7753
NO_off | Norway | 3478.2894 | 3808.6816 | 4036.8445 | 4353.3696
PL_off | Poland | 3132.76 | 3593.0629 | 3917.9012 | 4149.5945
SE_off | Sweden | 2967.9931 | 3941.4043 | 4063.983 | 4321.8161

## P2X pot
Name/explanation | P2X potential assessment
Unit | TWh
Purpose of data | Input to modelling
Data availability | Public use
Source | [1] | Baltic Energy Technology Scenarios
| [2] | Own calculations
| [3] | Hydrogen generation in Europe - overview of costs and key benefits & own calculations
|  |  | Source | Comment
| District heating | 0.9 | [2] | Heat pump utilization and P2H solutions in district heating were analyzed in a separate project to Nordic Enegry Research. Various scenarios were tested and it was found that in the most favourable scenarios, about 0,9 TWh of electricity would be used in heat pumps in the district heating networks
| Hydrogen generation | 2,2-13 | [3] | European Comission has taken note of various studies analysing potenial hydrogen consumption in Europe. The range of potential hydrogen consumption for EU is 667- 4000 TWh for 2050. When spreading this number among the EU member states according to current power consumtion, the amount of consumed hydrogen in Estonia would be 2,2-13 TWh. SEI Tallinn has performed an in-house bottom-up analysis, finding the potential hydrogen consumption for 2050 to be between 5,2 and 10,4 TWh in Estonia.
| Transport | 1.8 | [1] | The maximum realized electricity consumption in transport in the Bente project was 1,8 TWh, which is in align with own calculations.

## Hydropower
Name/explanation | Nordic hydropower inflow
Unit | GWh
Purpose of data | Input to modelling
Data availability | Public use
Source | [1] | ENTSO-E PECD (climatic year - 2012)
|  | NO_M | NO_N | NO_S | FI | SE_1 | SE_2 | SE_3 | SE_4 | PL | DE | LV
| Reservoir capacity | 8602 | 21301 | 57328 | 5530 | 14426 | 14798.5989 | 2635.077 | 71.35 | 0.82398 | 258.578 | 16.0004
|  | Inflow to reservoir hydro power plants | [10 empty] | Inflow to run-of-river hydro power plants
| Week | NO_M | NO_N | NO_3 | FI | SE_1 | SE_2 | SE_3 | SE_4 | PL | DE |  | Day | PL | DE | LV
| 1 | 140.164 | 145.964 | 1194.948 | 237.828 | 199.247 | 360.592 | 237.505 | 40.176 | 3.26 | 6.244 |  | 1 | 2.965 | 36.996 | 10.259
| 2 | 118.756 | 130.122 | 1021.913 | 224.641 | 146.454 | 300.951 | 204.586 | 35.578 | 4.062 | 7.167 |  | 2 | 3.121 | 42.774 | 10.031
| 3 | 138.251 | 158.089 | 647 | 201.037 | 111.411 | 249.704 | 184.202 | 40.176 | 4.45 | 37.349 |  | 3 | 3.105 | 47.302 | 9.328
| 4 | 72.77 | 107.465 | 430.116 | 185.796 | 78.922 | 152.911 | 159.482 | 35.418 | 4.028 | 44.46 |  | 4 | 3.159 | 49.843 | 9.5
| 5 | 53.624 | 88.789 | 269.969 | 170.512 | 26.662 | 115.462 | 135.463 | 23.151 | 4.236 | 65.946 |  | 5 | 3.016 | 56.341 | 10.735
| 6 | 44.207 | 107.538 | 198.499 | 168.056 | 43.324 | 108.527 | 130.59 | 21.21 | 2.973 | 41 |  | 6 | 3.305 | 56.826 | 10.396
| 7 | 60.239 | 102.248 | 226.81 | 169.185 | 67.338 | 149.652 | 118.604 | 24.269 | 2.715 | 30.106 |  | 7 | 3.428 | 54.076 | 10.202
| 8 | 153.486 | 103.07 | 653.119 | 172.653 | 103.492 | 196.527 | 148.169 | 69.623 | 3.156 | 25.447 |  | 8 | 3.625 | 53.323 | 9.457
| 9 | 431.754 | 181.746 | 1626.613 | 157.362 | 87.535 | 256.395 | 138.81 | 41.009 | 6.92 | 7.204 |  | 9 | 3.519 | 54.427 | 8.963
| 10 | 289.765 | 127.08 | 805.375 | 152.889 | 94.528 | 244.928 | 132.242 | 37.039 | 4.427 | 1.679 |  | 10 | 3.524 | 54.944 | 8.222
| 11 | 509.523 | 188.895 | 1289.025 | 153.201 | 118.636 | 335.835 | 157.52 | 35.894 | 4.274 | 1.679 |  | 11 | 3.605 | 56.033 | 7.732
| 12 | 803.388 | 287.844 | 2051.352 | 159.166 | 104.4 | 674.382 | 226.138 | 38.661 | 4.161 | 9.91 |  | 12 | 3.606 | 56.642 | 7.439
| 13 | 786.364 | 437.379 | 2577.989 | 158.989 | 106.519 | 1342.355 | 357.379 | 31.219 | 5.958 | 17.441 |  | 13 | 3.617 | 56.298 | 6.741
| 14 | 188.344 | 178.624 | 712.647 | 142.314 | 86.903 | 680.746 | 231.63 | 24.057 | 9.334 | 22.131 |  | 14 | 3.761 | 55.042 | 8.19
| 15 | 128.281 | 125.594 | 738.022 | 151.938 | 91.863 | 522.404 | 243.405 | 33.305 | 9.539 | 20.016 |  | 15 | 3.81 | 53.421 | 8.749
| 16 | 104.769 | 101.49 | 601.555 | 201.24 | 75.385 | 363.85 | 244.117 | 30.505 | 9.156 | 23.603 |  | 16 | 3.6 | 52.273 | 9.18
| 17 | 274.245 | 212.479 | 1321.508 | 358.872 | 116.783 | 868.29 | 358.754 | 30.511 | 9.734 | 33.114 |  | 17 | 3.518 | 50.976 | 8.884
| 18 | 307.679 | 247.675 | 1787.545 | 581.829 | 151.262 | 1337.489 | 396.797 | 25.243 | 9.788 | 30.833 |  | 18 | 3.595 | 49.933 | 8.743
| 19 | 394.002 | 274.94 | 1764.997 | 809.096 | 158.079 | 1430.258 | 462.099 | 19.635 | 7.574 | 7.834 |  | 19 | 3.611 | 51.447 | 8.444
| 20 | 616.235 | 849.921 | 2396.023 | 1161.179 | 481.46 | 2375.695 | 533.657 | 21.752 | 6.272 | 12.239 |  | 20 | 3.81 | 52.74 | 5.568
| 21 | 1604.302 | 1496.323 | 6912.948 | 644.562 | 866.871 | 2871.397 | 434.905 | 15.953 | 6.839 | 17.605 |  | 21 | 3.683 | 54.401 | 4.708
| 22 | 730.071 | 956.231 | 3669.809 | 536.408 | 1023.786 | 2544.052 | 287.578 | 12.66 | 6.157 | 16.437 |  | 22 | 3.684 | 54.393 | 4.687
| 23 | 809.135 | 1091.885 | 3352.089 | 476.625 | 1142.808 | 2471.281 | 268.091 | 10.161 | 4.717 | 18.722 |  | 23 | 3.864 | 55.456 | 4.338
| 24 | 826.947 | 1102.688 | 4339.295 | 417.379 | 1182.913 | 1725.244 | 255.334 | 9.529 | 9.492 | 21.127 |  | 24 | 3.795 | 57.853 | 4.486
| 25 | 941.556 | 1424.06 | 4415.138 | 426.449 | 1584.213 | 1699.23 | 282.708 | 10.957 | 9.399 | 29.241 |  | 25 | 3.75 | 57.702 | 4.047
| 26 | 944.168 | 1156.925 | 4186.719 | 399.409 | 1309.144 | 1310.532 | 252.263 | 16.773 | 6.677 | 32.972 |  | 26 | 3.594 | 56.948 | 3.907
| 27 | 897.145 | 1195.702 | 4301.629 | 427.818 | 1465.094 | 1145.431 | 234.372 | 15.974 | 3.167 | 26.771 |  | 27 | 3.333 | 55.916 | 3.788
| 28 | 717.362 | 1043.795 | 3978.98 | 457.518 | 1244.091 | 1104.529 | 355.501 | 20.8 | 4.752 | 25.448 |  | 28 | 3.089 | 54.503 | 3.7
| 29 | 566.897 | 722.431 | 2540.79 | 447.381 | 1050.404 | 766.692 | 370.265 | 21.692 | 3.557 | 25.536 |  | 29 | 2.867 | 53.047 | 3.695
| 30 | 563.874 | 979.963 | 2680.003 | 402.942 | 659.767 | 728.884 | 321.561 | 21.154 | 3.999 | 21.392 |  | 30 | 2.681 | 51.961 | 3.695
| 31 | 477.28 | 739.265 | 2045.254 | 385.984 | 773.708 | 971.342 | 320.819 | 16.936 | 3.807 | 23.902 |  | 31 | 2.52 | 51.045 | 3.765
| 32 | 442.496 | 494.359 | 1939.974 | 384.976 | 522.891 | 639.476 | 359.143 | 19.093 | 3.611 | 21.041 |  | 32 | 2.398 | 50.327 | 3.746
| 33 | 408.442 | 471.017 | 1799.445 | 369.804 | 336.305 | 444.344 | 275.111 | 14.002 | 3.497 | 18.435 |  | 33 | 2.322 | 49.745 | 3.684
| 34 | 453.7 | 378.817 | 1739.779 | 328.141 | 405.788 | 472.04 | 306.4 | 10.39 | 4.034 | 24.334 |  | 34 | 2.265 | 49.572 | 3.645
| 35 | 391.652 | 459.681 | 2369.392 | 262.69 | 583.84 | 601.336 | 335.315 | 11.975 | 3.174 | 19.94 |  | 35 | 2.24 | 49.337 | 3.514
| 36 | 653.293 | 796.447 | 2056.022 | 263.527 | 588.531 | 754.561 | 268.989 | 11.099 | 2.465 | 13.805 |  | 36 | 2.232 | 49.116 | 3.374
| 37 | 572.407 | 604.346 | 2810.69 | 263.466 | 538.192 | 652.332 | 203.167 | 13.571 | 2.925 | 24.443 |  | 37 | 2.214 | 48.846 | 3.267
| 38 | 390.558 | 503.741 | 1879.747 | 350.001 | 548.788 | 856.975 | 262.715 | 24.534 | 2.622 | 25.571 |  | 38 | 2.209 | 48.958 | 3.229
| 39 | 184.392 | 280.306 | 1598.711 | 376.862 | 376.98 | 663.954 | 330.268 | 27.037 | 2.832 | 21.7 |  | 39 | 2.192 | 48.769 | 3.072
| 40 | 313.069 | 315.375 | 2435.095 | 427.781 | 454.593 | 869.509 | 343.325 | 30.664 | 2.789 | 3.427 |  | 40 | 2.195 | 49.078 | 3.097
| 41 | 240.677 | 252.211 | 1089.293 | 443.317 | 462.788 | 906.834 | 287.503 | 35.097 | 2.947 | 3.404 |  | 41 | 2.174 | 48.738 | 3.062
| 42 | 144.665 | 168.948 | 1587.397 | 436.735 | 275.713 | 754.466 | 316.651 | 41.874 | 3.383 | 10.784 |  | 42 | 2.156 | 48.712 | 2.966
| 43 | 212.987 | 223.13 | 890.33 | 374.661 | 224.727 | 686.878 | 321.055 | 30.868 | 2.796 | 2.58 |  | 43 | 2.152 | 48.785 | 2.955
| 44 | 172.53 | 164.224 | 1053.955 | 338.778 | 192.778 | 562.457 | 338.133 | 31.233 | 2.693 | 5.028 |  | 44 | 2.137 | 48.989 | 3.013
| 45 | 157.557 | 164.478 | 1333.463 | 347.036 | 166.254 | 529.566 | 339.581 | 37.026 | 3.098 | 4.969 |  | 45 | 2.134 | 49.27 | 2.775
| 46 | 389.168 | 282.513 | 1938.839 | 347.087 | 165.326 | 598.934 | 343.926 | 40.031 | 3.823 | 5.484 |  | 46 | 2.31 | 49.833 | 2.738
| 47 | 304.681 | 253.456 | 2476.508 | 388.216 | 149.468 | 562.398 | 338.266 | 28.241 | 3.47 | 4.953 |  | 47 | 2.182 | 47.169 | 2.697
| 48 | 97.261 | 147.999 | 869.235 | 378.494 | 116.213 | 387.068 | 316.58 | 40.559 | 2.63 | 6.631 |  | 48 | 2.283 | 46.824 | 2.583
| 49 | 50.891 | 109.794 | 438.096 | 314.638 | 99.593 | 239.725 | 202.51 | 27.512 | 2.61 | 7.496 |  | 49 | 2.34 | 44.841 | 2.585
| 50 | 34.263 | 87.42 | 371.147 | 265.919 | 98.53 | 281.567 | 183.15 | 21.819 | 2.672 | 10.779 |  | 50 | 2.692 | 43.458 | 3.394
| 51 | 23.811 | 75.27 | 349.654 | 226.567 | 80.08 | 236.023 | 177.925 | 28.809 | 2.696 | 4.66 |  | 51 | 2.596 | 41.094 | 2.628
| 52 | 58.149 | 76.496 | 801.459 | 217.012 | 111.668 | 296.685 | 179.122 | 47.671 | 3.418 | 3.192 |  | 52 | 2.816 | 41.335 | 3.334
|  | 58.149 | 76.496 | 801.459 | 173.652 | 111.668 | 296.685 | 179.122 | 47.671 | 5.449 | 13.879 |  | 53 | 2.785 | 41.778 | 3.823
[13 empty] | 54 | 3.044 | 41.388 | 4.467
[13 empty] | 55 | 3.285 | 43.197 | 4.124
[13 empty] | 56 | 3.54 | 51.021 | 4.125
[13 empty] | 57 | 4.014 | 56.91 | 4.304
[13 empty] | 58 | 4.396 | 57.023 | 4.415
[13 empty] | 59 | 4.757 | 54.36 | 4.694
[13 empty] | 60 | 5.107 | 57.442 | 4.391
[13 empty] | 61 | 5.189 | 62.857 | 5.227
[13 empty] | 62 | 5.353 | 67.236 | 7.046
[13 empty] | 63 | 5.584 | 69.236 | 6.349
[13 empty] | 64 | 5.663 | 69.268 | 5.887
[13 empty] | 65 | 5.705 | 68.559 | 5.181
[13 empty] | 66 | 5.879 | 65.892 | 4.467
[13 empty] | 67 | 5.891 | 63.433 | 4.057
[13 empty] | 68 | 5.84 | 60.894 | 3.856
[13 empty] | 69 | 5.725 | 60.269 | 3.781
[13 empty] | 70 | 5.549 | 59.213 | 3.982
[13 empty] | 71 | 5.368 | 58.951 | 4.634
[13 empty] | 72 | 5.073 | 59.874 | 4.451
[13 empty] | 73 | 5.065 | 60.789 | 4.38
[13 empty] | 74 | 4.968 | 60.227 | 4.856
[13 empty] | 75 | 5.068 | 59.426 | 5.482
[13 empty] | 76 | 5.164 | 59.048 | 5.716
[13 empty] | 77 | 5.301 | 59.714 | 7.215
[13 empty] | 78 | 5.577 | 61.377 | 7.732
[13 empty] | 79 | 5.554 | 63.204 | 8.701
[13 empty] | 80 | 5.52 | 63.627 | 10.635
[13 empty] | 81 | 5.497 | 63.818 | 10.691
[13 empty] | 82 | 5.536 | 64.256 | 11.705
[13 empty] | 83 | 5.571 | 65.126 | 14.017
[13 empty] | 84 | 5.597 | 66.048 | 17.985
[13 empty] | 85 | 5.52 | 66.584 | 20.74
[13 empty] | 86 | 5.427 | 66.922 | 21.194
[13 empty] | 87 | 5.27 | 67.121 | 21.308
[13 empty] | 88 | 5.184 | 67.138 | 23.109
[13 empty] | 89 | 5.003 | 68.54 | 24.764
[13 empty] | 90 | 4.968 | 69.978 | 25.055
[13 empty] | 91 | 4.89 | 70.77 | 24.321
[13 empty] | 92 | 5.1 | 71.453 | 23.068
[13 empty] | 93 | 4.826 | 69.812 | 22.451
[13 empty] | 94 | 4.698 | 68.752 | 21.851
[13 empty] | 95 | 4.78 | 69.177 | 19.959
[13 empty] | 96 | 4.925 | 70.016 | 19.237
[13 empty] | 97 | 5.108 | 70.243 | 18.975
[13 empty] | 98 | 5.054 | 70.033 | 19.157
[13 empty] | 99 | 5.168 | 69.369 | 20.082
[13 empty] | 100 | 4.998 | 67.727 | 19.044
[13 empty] | 101 | 4.818 | 65.552 | 18.682
[13 empty] | 102 | 4.93 | 65.343 | 18.345
[13 empty] | 103 | 5.049 | 64.511 | 19.52
[13 empty] | 104 | 4.971 | 63.545 | 19.423
[13 empty] | 105 | 5.099 | 62.789 | 19.65
[13 empty] | 106 | 4.996 | 63.168 | 19.186
[13 empty] | 107 | 4.982 | 63.191 | 18.887
[13 empty] | 108 | 5.196 | 63.371 | 20.665
[13 empty] | 109 | 5.188 | 62.62 | 23.558
[13 empty] | 110 | 5.144 | 61.871 | 26.434
[13 empty] | 111 | 5.468 | 62.389 | 28.757
[13 empty] | 112 | 5.324 | 62.657 | 31.315
[13 empty] | 113 | 5.362 | 62.672 | 33.679
[13 empty] | 114 | 5.268 | 62.113 | 33.192
[13 empty] | 115 | 5.293 | 61.864 | 34.297
[13 empty] | 116 | 5.279 | 61.069 | 35.052
[13 empty] | 117 | 5.326 | 62.346 | 35.437
[13 empty] | 118 | 5.184 | 63.116 | 35.781
[13 empty] | 119 | 5.067 | 63.958 | 35.794
[13 empty] | 120 | 4.996 | 64.552 | 35.08
[13 empty] | 121 | 4.803 | 64.879 | 33.597
[13 empty] | 122 | 4.601 | 64.597 | 31.902
[13 empty] | 123 | 4.39 | 64.553 | 29.888
[13 empty] | 124 | 4.25 | 64.855 | 28.035
[13 empty] | 125 | 4.146 | 64.444 | 26.276
[13 empty] | 126 | 4.015 | 64.394 | 24.649
[13 empty] | 127 | 3.791 | 63.668 | 24.051
[13 empty] | 128 | 3.876 | 62.248 | 22.207
[13 empty] | 129 | 4.047 | 61.659 | 20.977
[13 empty] | 130 | 3.956 | 62.286 | 19.827
[13 empty] | 131 | 3.869 | 62.997 | 18.988
[13 empty] | 132 | 3.837 | 63.623 | 18.456
[13 empty] | 133 | 3.519 | 63.89 | 18.17
[13 empty] | 134 | 3.648 | 62.102 | 16.842
[13 empty] | 135 | 3.586 | 59.8 | 16.081
[13 empty] | 136 | 3.476 | 58.332 | 15.049
[13 empty] | 137 | 3.459 | 56.829 | 13.066
[13 empty] | 138 | 3.756 | 54.921 | 12.135
[13 empty] | 139 | 3.895 | 53.607 | 14.123
[13 empty] | 140 | 3.987 | 53.528 | 14.646
[13 empty] | 141 | 4.043 | 54.827 | 14.235
[13 empty] | 142 | 3.96 | 55.478 | 13.099
[13 empty] | 143 | 3.923 | 57.861 | 12.124
[13 empty] | 144 | 3.71 | 59.655 | 11.385
[13 empty] | 145 | 3.569 | 59.615 | 10.361
[13 empty] | 146 | 3.429 | 58.19 | 9.516
[13 empty] | 147 | 3.32 | 56.228 | 8.715
[13 empty] | 148 | 3.213 | 54.449 | 7.701
[13 empty] | 149 | 3.135 | 52.896 | 7.415
[13 empty] | 150 | 3.019 | 52.047 | 6.957
[13 empty] | 151 | 2.959 | 51.484 | 7.485
[13 empty] | 152 | 2.893 | 52.038 | 6.812
[13 empty] | 153 | 2.978 | 51.286 | 6.657
[13 empty] | 154 | 2.965 | 51.349 | 6.25
[13 empty] | 155 | 2.913 | 52.269 | 8.39
[13 empty] | 156 | 3.004 | 53.124 | 8.276
[13 empty] | 157 | 3.317 | 53.261 | 7.794
[13 empty] | 158 | 2.736 | 53.403 | 7.25
[13 empty] | 159 | 2.862 | 53.503 | 6.762
[13 empty] | 160 | 3.051 | 53.047 | 6.309
[13 empty] | 161 | 3.191 | 53.091 | 6.036
[13 empty] | 162 | 3.151 | 52.461 | 6.53
[13 empty] | 163 | 3.093 | 53.948 | 6.32
[13 empty] | 164 | 3.313 | 55.249 | 7.024
[13 empty] | 165 | 3.249 | 55.474 | 8.045
[13 empty] | 166 | 3.452 | 56.828 | 8.675
[13 empty] | 167 | 3.98 | 57.653 | 8.408
[13 empty] | 168 | 4.262 | 57.887 | 8.984
[13 empty] | 169 | 4.209 | 55.642 | 8.519
[13 empty] | 170 | 4.416 | 55.015 | 9.878
[13 empty] | 171 | 4.267 | 53.531 | 9.399
[13 empty] | 172 | 4.244 | 48.792 | 9.857
[13 empty] | 173 | 4.382 | 51.552 | 9.551
[13 empty] | 174 | 4.544 | 52.34 | 8.656
[13 empty] | 175 | 4.571 | 51.859 | 7.354
[13 empty] | 176 | 4.52 | 52.047 | 7.493
[13 empty] | 177 | 4.081 | 51.351 | 6.738
[13 empty] | 178 | 3.989 | 50.212 | 6.447
[13 empty] | 179 | 3.864 | 49.817 | 6.563
[13 empty] | 180 | 3.835 | 48.619 | 6.138
[13 empty] | 181 | 3.779 | 45.84 | 6.459
[13 empty] | 182 | 3.68 | 45.835 | 6.911
[13 empty] | 183 | 3.552 | 43.93 | 9.205
[13 empty] | 184 | 3.344 | 43.782 | 9.343
[13 empty] | 185 | 3.549 | 42.975 | 7.405
[13 empty] | 186 | 3.245 | 39.56 | 6.58
[13 empty] | 187 | 3.335 | 41.422 | 5.964
[13 empty] | 188 | 3.614 | 44.38 | 6.496
[13 empty] | 189 | 3.538 | 41.78 | 6.445
[13 empty] | 190 | 3.461 | 42.313 | 6.307
[13 empty] | 191 | 3.301 | 43.727 | 6.741
[13 empty] | 192 | 3.322 | 44.426 | 6.028
[13 empty] | 193 | 3.183 | 46.783 | 5.478
[13 empty] | 194 | 2.986 | 46.933 | 5.18
[13 empty] | 195 | 2.896 | 46.182 | 4.83
[13 empty] | 196 | 2.812 | 46.492 | 5.012
[13 empty] | 197 | 2.805 | 44.874 | 5.185
[13 empty] | 198 | 2.759 | 44.187 | 6.181
[13 empty] | 199 | 2.838 | 42.123 | 5.64
[13 empty] | 200 | 2.93 | 41.634 | 5.38
[13 empty] | 201 | 2.923 | 41.362 | 5.124
[13 empty] | 202 | 2.942 | 40.818 | 5.69
[13 empty] | 203 | 2.905 | 40.975 | 6.621
[13 empty] | 204 | 2.87 | 41.496 | 7.241
[13 empty] | 205 | 2.87 | 41.572 | 6.904
[13 empty] | 206 | 2.873 | 41.272 | 6.608
[13 empty] | 207 | 2.808 | 40.831 | 6.191
[13 empty] | 208 | 2.579 | 40.414 | 6.102
[13 empty] | 209 | 2.511 | 39.938 | 5.746
[13 empty] | 210 | 2.77 | 39.452 | 5.389
[13 empty] | 211 | 2.199 | 39.16 | 5.634
[13 empty] | 212 | 2.325 | 39.687 | 6.434
[13 empty] | 213 | 2.446 | 39.673 | 5.349
[13 empty] | 214 | 2.431 | 39.493 | 4.643
[13 empty] | 215 | 2.481 | 39.137 | 4.986
[13 empty] | 216 | 2.408 | 39.067 | 5.094
[13 empty] | 217 | 2.373 | 39.015 | 4.416
[13 empty] | 218 | 2.317 | 39.066 | 4.626
[13 empty] | 219 | 2.298 | 40.301 | 3.439
[13 empty] | 220 | 2.257 | 40.081 | 3.536
[13 empty] | 221 | 2.245 | 40.265 | 3.639
[13 empty] | 222 | 2.225 | 40.556 | 2.518
[13 empty] | 223 | 2.194 | 39.824 | 1.849
[13 empty] | 224 | 2.157 | 39.286 | 1.748
[13 empty] | 225 | 2.195 | 38.802 | 2.101
[13 empty] | 226 | 2.431 | 38.385 | 2.521
[13 empty] | 227 | 2.179 | 38.061 | 3.024
[13 empty] | 228 | 2.188 | 37.751 | 3.221
[13 empty] | 229 | 2.168 | 38.118 | 3.313
[13 empty] | 230 | 2.31 | 37.447 | 3.337
[13 empty] | 231 | 2.438 | 36.932 | 3.377
[13 empty] | 232 | 2.477 | 36.592 | 3.301
[13 empty] | 233 | 2.404 | 36.247 | 3.549
[13 empty] | 234 | 2.253 | 35.77 | 3.56
[13 empty] | 235 | 2.363 | 35.064 | 3.525
[13 empty] | 236 | 2.179 | 35.705 | 3.607
[13 empty] | 237 | 2.201 | 35.488 | 3.681
[13 empty] | 238 | 2.156 | 36.907 | 3.933
[13 empty] | 239 | 1.778 | 39.462 | 3.606
[13 empty] | 240 | 1.958 | 40.886 | 3.823
[13 empty] | 241 | 2.057 | 39.359 | 3.432
[13 empty] | 242 | 2.076 | 38.385 | 3.357
[13 empty] | 243 | 2.044 | 43.877 | 3.368
[13 empty] | 244 | 2.302 | 33.914 | 3.272
[13 empty] | 245 | 2.003 | 38.172 | 2.803
[13 empty] | 246 | 2.007 | 40.465 | 3.171
[13 empty] | 247 | 1.994 | 41.806 | 3.01
[13 empty] | 248 | 1.993 | 42.294 | 2.925
[13 empty] | 249 | 1.986 | 42.341 | 3.042
[13 empty] | 250 | 1.972 | 41.853 | 2.659
[13 empty] | 251 | 1.925 | 41.151 | 2.925
[13 empty] | 252 | 1.963 | 40.162 | 3.444
[13 empty] | 253 | 1.97 | 39.17 | 4.044
[13 empty] | 254 | 1.974 | 38.238 | 3.84
[13 empty] | 255 | 1.971 | 38.135 | 3.529
[13 empty] | 256 | 1.816 | 41.471 | 3.199
[13 empty] | 257 | 1.914 | 42.219 | 2.442
[13 empty] | 258 | 1.866 | 42.883 | 2.748
[13 empty] | 259 | 1.908 | 42.118 | 3.019
[13 empty] | 260 | 1.94 | 41.192 | 3.135
[13 empty] | 261 | 1.953 | 40.123 | 3.021
[13 empty] | 262 | 1.951 | 39.061 | 2.911
[13 empty] | 263 | 2.075 | 38.942 | 3.22
[13 empty] | 264 | 2.145 | 39.022 | 2.514
[13 empty] | 265 | 2.056 | 38.286 | 2.462
[13 empty] | 266 | 2.082 | 37.641 | 2.222
[13 empty] | 267 | 2.04 | 37.938 | 2.701
[13 empty] | 268 | 2.064 | 34.955 | 3.046
[13 empty] | 269 | 2.04 | 35.646 | 3.208
[13 empty] | 270 | 2.034 | 36.336 | 3.406
[13 empty] | 271 | 2.001 | 35.186 | 3.451
[13 empty] | 272 | 1.956 | 36.031 | 3.303
[13 empty] | 273 | 1.989 | 38.547 | 3.367
[13 empty] | 274 | 1.974 | 37.605 | 3.349
[13 empty] | 275 | 1.949 | 37.798 | 4.623
[13 empty] | 276 | 1.975 | 37.497 | 4.357
[13 empty] | 277 | 1.991 | 37.491 | 5.376
[13 empty] | 278 | 2.014 | 36.801 | 3.675
[13 empty] | 279 | 2.034 | 35.282 | 3.835
[13 empty] | 280 | 2.072 | 35.087 | 6.886
[13 empty] | 281 | 2.395 | 36.805 | 8.19
[13 empty] | 282 | 2.257 | 37.494 | 8.176
[13 empty] | 283 | 2.161 | 37.283 | 8.597
[13 empty] | 284 | 2.222 | 36.174 | 9.614
[13 empty] | 285 | 2.26 | 35.673 | 8.812
[13 empty] | 286 | 2.223 | 36.302 | 8.416
[13 empty] | 287 | 2.257 | 37.794 | 8.269
[13 empty] | 288 | 2.283 | 37.661 | 7.998
[13 empty] | 289 | 2.264 | 37.955 | 7.878
[13 empty] | 290 | 2.453 | 36.587 | 7.504
[13 empty] | 291 | 2.641 | 37.09 | 8.302
[13 empty] | 292 | 2.831 | 37.556 | 10.95
[13 empty] | 293 | 2.749 | 37.766 | 10.131
[13 empty] | 294 | 2.66 | 37.345 | 9.553
[13 empty] | 295 | 2.591 | 36.858 | 9.369
[13 empty] | 296 | 2.51 | 36.355 | 9.175
[13 empty] | 297 | 2.469 | 35.828 | 8.776
[13 empty] | 298 | 2.43 | 35.326 | 8.19
[13 empty] | 299 | 2.369 | 34.829 | 8.151
[13 empty] | 300 | 2.361 | 34.303 | 7.51
[13 empty] | 301 | 2.196 | 36.311 | 8.627
[13 empty] | 302 | 2.502 | 37.396 | 8.464
[13 empty] | 303 | 2.341 | 37.335 | 8.978
[13 empty] | 304 | 2.56 | 36.341 | 9.212
[13 empty] | 305 | 2.633 | 36.173 | 9.303
[13 empty] | 306 | 2.591 | 36.575 | 9.173
[13 empty] | 307 | 2.614 | 36.393 | 9.261
[13 empty] | 308 | 2.654 | 35.901 | 12.251
[13 empty] | 309 | 2.712 | 37.586 | 14.817
[13 empty] | 310 | 3.397 | 37.324 | 16.032
[13 empty] | 311 | 3.343 | 36.886 | 18.023
[13 empty] | 312 | 3.324 | 36.258 | 20.653
[13 empty] | 313 | 3.394 | 36.462 | 22.634
[13 empty] | 314 | 3.622 | 36.458 | 21.554
[13 empty] | 315 | 3.681 | 36.964 | 21.3
[13 empty] | 316 | 3.883 | 34.116 | 21.818
[13 empty] | 317 | 3.686 | 34.766 | 21.895
[13 empty] | 318 | 3.66 | 35.265 | 22.088
[13 empty] | 319 | 3.707 | 36.166 | 21.527
[13 empty] | 320 | 3.629 | 36.873 | 21.01
[13 empty] | 321 | 3.521 | 36.523 | 20.829
[13 empty] | 322 | 3.417 | 36.144 | 19.774
[13 empty] | 323 | 3.312 | 35.888 | 18.632
[13 empty] | 324 | 3.214 | 34.92 | 17.682
[13 empty] | 325 | 3.108 | 34.105 | 16.816
[13 empty] | 326 | 3.029 | 33.476 | 15.877
[13 empty] | 327 | 2.969 | 32.983 | 15.037
[13 empty] | 328 | 2.93 | 32.515 | 14.079
[13 empty] | 329 | 2.878 | 31.685 | 13.468
[13 empty] | 330 | 2.844 | 31.126 | 12.227
[13 empty] | 331 | 2.792 | 30.95 | 13.032
[13 empty] | 332 | 2.894 | 29.539 | 11.531
[13 empty] | 333 | 2.816 | 27.625 | 9.562
[13 empty] | 334 | 2.657 | 25.64 | 11.271
[13 empty] | 335 | 2.754 | 28.014 | 13.219
[13 empty] | 336 | 2.793 | 29.832 | 16.278
[13 empty] | 337 | 2.803 | 29.955 | 17.954
[13 empty] | 338 | 2.746 | 29.769 | 18.465
[13 empty] | 339 | 2.631 | 29.342 | 18.558
[13 empty] | 340 | 2.635 | 25.036 | 18.14
[13 empty] | 341 | 2.537 | 25.387 | 16.834
[13 empty] | 342 | 2.533 | 25.829 | 15.409
[13 empty] | 343 | 2.519 | 26.418 | 14.585
[13 empty] | 344 | 2.408 | 27.805 | 13.5
[13 empty] | 345 | 2.41 | 28.226 | 12.584
[13 empty] | 346 | 2.348 | 26.769 | 11.866
[13 empty] | 347 | 2.412 | 26.205 | 10.735
[13 empty] | 348 | 2.403 | 25.983 | 9.908
[13 empty] | 349 | 2.402 | 26.613 | 9.731
[13 empty] | 350 | 2.306 | 23.35 | 9.318
[13 empty] | 351 | 2.464 | 18.537 | 8.747
[13 empty] | 352 | 2.407 | 19.684 | 8.409
[13 empty] | 353 | 2.349 | 20.29 | 8.069
[13 empty] | 354 | 2.229 | 22.118 | 7.57
[13 empty] | 355 | 2.115 | 22.163 | 7.349
[13 empty] | 356 | 2.082 | 22.561 | 7.193
[13 empty] | 357 | 2.072 | 24.407 | 7.079
[13 empty] | 358 | 2.02 | 43.192 | 6.928
[13 empty] | 359 | 2.087 | 41.915 | 6.657
[13 empty] | 360 | 2.336 | 37.205 | 7.132
[13 empty] | 361 | 2.271 | 40.228 | 7.11
[13 empty] | 362 | 2.912 | 47.667 | 8.955
[13 empty] | 363 | 3.174 | 51.964 | 10.19
[13 empty] | 364 | 3.158 | 48.756 | 10.999
[13 empty] | 365 | 3.468 | 45.411 | 11.094

## EE EHV grid
Name/explanation | Estonian EHV grid data
Unit | Various
Purpose of data | Input to modelling
Data availability | Public use
Source | [1] | TalTech Expert opinion (Power Systems Research Group)
| [2] ACSR lines | https://www.vwcable.com/acsr-400-51-overhead-bare-conductor-50mm-aluminium-cable-din-standard/
| [3] Older lines | https://emtakablo.com/s-60-gost_
| [4] Newer lines | https://elering.ee/sites/default/files/public/Teenused/Liitumine/08%20-%20P%C3%B5hiv%C3%B5rguettev%C3%B5tja%20elektripaigaldiste%20tehnilised%20p%C3%B5him%C3%B5tted%20ja%20lahendused_2019.05.30.pdf
| Line | Length, km | Resistance R, Ω/km | Reactance X, Ω/km
| Sindi-Tartu | 90 | 0.02 | 0.29
| EE-LV II Tartu-Valmiera | 130 | 0.04 | 0.32
| EE-LV I Tsirguliina-Valmiera | 60 | 0.03 | 0.33
| EE-RUS I Tartu-Pskov | 140 | 0.05 | 0.33
| Viru-Tsirguliina | 240 | 0.04 | 0.33
| Tartu-Balti | 170 | 0.03 | 0.3
| Sindi-Paide | 80 | 0.05 | 0.31
| Paide-Viru | 170 | 0.05 | 0.31
| Kiisa-Paide | 70 | 0.07 | 0.3
| Harku-Kiisa | 20 | 0.02 | 0.29
| Kiisa-Rakvere | 110 | 0.05 | 0.31
| Harku-Aruküla | 50 | 0.02 | 0.29
| Viru-Püssi | 60 | 0.02 | 0.29
| Aruküla-Balti | 210 | 0.02 | 0.29
| Rakvere-Püssi | 60 | 0.05 | 0.31
| Püssi-Balti | 70 | 0.02 | 0.29
| Balti-Viru | 20 | 0.03 | 0.31
| EE-RUS II Viru-Kingisepa | 60 | 0.03 | 0.31
| EE-RUS III Balti-St. Peterburg | 40 | 0,05/2 | 0,4/2
| 220 kV Püssi-Kiisa | 160 | 0.08 | 0.4

## PP outage
Name/explanation | Generator availability
Unit | share of full capacity
Purpose of data | Input to modelling
Assumptions/processing
Data availability | Public use
Source | [1] | ENTSO-E Transparency platform outage data
| [2] | Own calculations - average impact of outage was compared to installed capacity in the country of the same category
| Estonia | Fossil Oil Shale | 0.92386
| Latvia | Hydro Run-of-river and poundage | 0.99
| Lithuania | Fossil gas | 0.88023
| Lithuania | Hydro Pumped Storage | 0.94333
| Finland | Fossil peat | 0.92247
| Finland | Fossil Hard coal | 0.94683
| Finland | Fossil gas | 0.92969
| Finland | Fossil oil | 0.97769
| Finland | Nuclear | 0.95705
| Sweden | Other | 0.96601
| Sweden | Hydro Water Reservoir | 0.98162
| Sweden | Nuclear | 0.96498
| Norway | Hydro Run-of-river and poundage | 0.9913
| Norway | Hydro Water Reservoir | 0.96424
| Poland | Fossil Brown coal/Lignite | 0.93774
| Poland | Fossil Gas | 0.97953
| Poland | Fossil Hard coal | 0.96985
| Poland | Hydro Pumped Storage | 0.98427